## REKAP
REKAPITULASI
NO. | ITEM PEKERJAAN | JUMLAH HARGA
I | PEKERJAAN PERSIAPAN | 205930268.9596
II | SISTEM MANAJEMEN KESELAMATAN KONSTRUKSI (SMKK) | 170690565.5145
B | GEDUNG
III | PEKERJAAN STRUKTUR
PEKERJAAN GALIAN DAN URUGAN
A | GALIAN PONDASI PILECAPE | 352331272.3406 |  | 352331272.3406 | 0.83067
B | PEKERJAAN STRUKTUR BAWAH | 5709080984.6948 |  | 5709080984.6948 | 13.4599
C | PEKERJAAN STRUKTUR ATAS |  |  |  | 0
| LANTAI 01 | 3604100466.2242 |  | 3604100466.2242 | 8.4971
| LANTAI 02 | 4396642548.9357 |  | 4396642548.9357 | 10.3657
| LANTAI 03 | 3923524768.3031 |  | 3923524768.3031 | 9.2502
| LANTAI ATAP | 1982529057.2044 |  | 1982529057.2044 | 4.6741
F | PEKERJAAN ATAP (KANAN) | 1097407606.2055 |  | 1097407606.2055 | 2.5873 | 6.1035
G | PEKERJAAN ATAP (KIRI) | 1208841054.1239 |  | 1208841054.1239 | 2.85
H | PEKERJAAN ATAP (TENGAH) | 282588800.8194 |  | 282588800.8194 | 0.66624
IV | PEKERJAAN ARSITEKTUR |  |  |  | 0
B | PEKERJAAN BETON PRAKTIS |  |  |  | 0
| LANTAI 01 | 146281893.9678 |  | 146281893.9678 | 0.34488
| LANTAI 02 | 44687830.6236 |  | 44687830.6236 | 0.10536
| LANTAI 03 | 46387813.2661 |  | 46387813.2661 | 0.10937
| LANTAI ATAP | 53148889.8685 |  | 53148889.8685 | 0.12531
C | PEKERJAAN PASANGAN DAN PLESTERAN |  |  |  | 0
| LANTAI 01 | 602502403.2585 |  | 602502403.2585 | 1.4205
| LANTAI 02 | 319824700.3143 |  | 319824700.3143 | 0.75403
| LANTAI 03 | 323317263.8058 |  | 323317263.8058 | 0.76226
| LANTAI ATAP | 398506275.3209 |  | 398506275.3209 | 0.93953
D | PEKERJAAN PINTU DAN JENDELA |  |  |  | 0
| LANTAI 01 | 696432814.4416 |  | 696432814.4416 | 1.6419
| LANTAI 02 | 191756527.8692 |  | 191756527.8692 | 0.45209
| LANTAI 03 | 170274874.3487 |  | 170274874.3487 | 0.40145
| LANTAI ATAP | 27800982.0105 |  | 27800982.0105 | 0.065544
E | PEKERJAAN FINISHING LANTAI DAN DINDING |  |  |  | 0
| LANTAI 01 | 707052765.0293 |  | 707052765.0293 | 1.667
F | PEKERJAAN PLAFOND |  |  |  | 0
| LANTAI 01 | 235923195.0339 |  | 235923195.0339 | 0.55622
G | PEKERJAAN PARTISI KACA |  |  |  | 0
| LANTAI 01 | 91889190.9152 |  | 91889190.9152 | 0.21664
I | PEKERJAAN PENGECATAN |  |  |  | 0
| LANTAI 01 | 136040234.833 |  | 136040234.833 | 0.32073
| LANTAI 02 | 82922355.2117 |  | 82922355.2117 | 0.1955
| LANTAI 03 | 82960752.2972 |  | 82960752.2972 | 0.19559
| LANTAI ATAP | 141543940.954 |  | 141543940.954 | 0.33371
J | PEKERJAAN RAILING |  |  |  | 0
| LANTAI 01 | 34428163.5628 |  | 34428163.5628 | 0.081169
K | PEKERJAAN FASADE |  |  |  | 0
| TAMPAK DEPAN |  |  |  | 0
1 | DETAIL FASAD A | 424116934.3758 |  | 424116934.3758 | 0.99991
2 | DETAIL FASAD B | 133548925.9642 |  | 133548925.9642 | 0.31486
3 | DETAIL FASAD C | 123260064.1745 |  | 123260064.1745 | 0.2906
4 | DETAIL FASAD D | 148020415.0629 |  | 148020415.0629 | 0.34898
5 | DETAIL FASAD E | 329746607.8581 |  | 329746607.8581 | 0.77742
| TAMPAK BELAKANG |  |  |  | 0
1 | DETAIL FASAD A | 132198566.3966 |  | 132198566.3966 | 0.31168
2 | DETAIL FASAD E | 219831071.9054 |  | 219831071.9054 | 0.51828
3 | DETAIL FASAD G | 149801680.7603 |  | 149801680.7603 | 0.35318
4 | DETAIL FASAD H | 37617134.8063 |  | 37617134.8063 | 0.088687
| TAMPAK SAMPING KANAN |  |  |  | 0
1 | DETAIL FASAD A | 178082068.7919 |  | 178082068.7919 | 0.41985
2 | DETAIL FASAD E | 141317711.7939 |  | 141317711.7939 | 0.33317
| TAMPAK SAMPING KIRI |  |  |  | 0
1 | DETAIL FASAD A | 139178611.3393 |  | 139178611.3393 | 0.32813
2 | DETAIL FASAD E | 141317711.7939 |  | 141317711.7939 | 0.33317
K | PEKERJAAN MEJA BETON LABORATORIUM |  |  |  | 0
| LANTAI 01 | 100842859.6178 |  | 100842859.6178 | 0.23775
R | PEKERJAAN INTERIOR |  |  |  | 0
| LANTAI 01 | 33832258.8003 |  | 33832258.8003 | 0.079764
V | PEKERJAAN ELEKTRIKAL |  |  |  | 0
A | PEKERJAAN PANEL | 70444364.0618 |  | 70444364.0618 | 0.16608
| LANTAI 01 | 35704847.3983 |  | 35704847.3983 | 0.084179
| LANTAI ATAP | 16183051.5243 |  | 16183051.5243 | 0.038154
B | PEKERJAAN PENGKABELAN DAN DISTRIBUSI DAYA | 66782363.6119 |  | 66782363.6119 | 0.15745
C | PEKERJAAN INSTALASI LAMPU DAN KOTAK KONTAK |  |  |  | 0
| LANTAI 01 | 417713185.4283 |  | 417713185.4283 | 0.98481
| PENERANGAN FASAD | 20627134.9653 |  | 20627134.9653 | 0.048631
| IDENTITAS GEDUNG | 10731446.1641 |  | 10731446.1641 | 0.025301
D | PEKERJAAN INSTALASI LAN |  |  |  | 0
| PERALATAN UTAMA | 200558993.4589 |  | 200558993.4589 | 0.47284
| KABEL FEEDER | 56348217.7529 |  | 56348217.7529 | 0.13285
| LANTAI 01 | 245674712.3443 |  | 245674712.3443 | 0.57921
E | PEKERJAAN INSTALASI CCTV |  |  |  | 0
| PERALATAN UTAMA | 35048512.1236 |  | 35048512.1236 | 0.082631
| LANTAI 01 | 14976862.7173 |  | 14976862.7173 | 0.03531
F | PEKERJAAN TELEPON |  |  |  | 0
| PERALATAN UTAMA | 23112724.668 |  | 23112724.668 | 0.054491
| LANTAI 01 | 11566943.9302 |  | 11566943.9302 | 0.027271
G | PEKERJAAN INSTALASI TATA SUARA |  |  |  | 0
| PERALATAN UTAMA | 28856907.5185 |  | 28856907.5185 | 0.068034
| KABEL FEEDER | 121631.4569 |  | 121631.4569 | 0.00028676
| LANTAI 01 | 32930444.9362 |  | 32930444.9362 | 0.077638
H | PEKERJAAN PROJECTOR |  |  |  | 0
| LANTAI 01 | 6738645.539 |  | 6738645.539 | 0.015887
I | PEKERJAAN KABEL TRAY |  |  |  | 0
| LANTAI 01 | 100505897.3503 |  | 100505897.3503 | 0.23696
J | PEKERJAAN FIRE ALARM |  |  |  | 0
| PERALATAN UTAMA | 55935100.9352 |  | 55935100.9352 | 0.13187
| KABEL FEEDER | 2872097.1481 |  | 2872097.1481 | 0.0067713
| LANTAI 01 | 48111282.7625 |  | 48111282.7625 | 0.11343
K | PEKERJAAN PROTEKSI PETIR | 74047373.5772 |  | 74047373.5772 | 0.17458
M | PEKERJAAN SECURITY ACCESS | 18383357.0249 |  | 18383357.0249 | 0.043341
N | PEKERJAAN TRIPOD TRUNSTILE BARRIER GATE | 43363199.5432 |  | 43363199.5432 | 0.10223
O | PEKERJAAN PENERANGAN LINGKUNGAN | 64345469.451 |  | 64345469.451 | 0.1517
VI | PEKERJAAN MEKANIKAL |  |  |  | 0
A | PEKERJAAN INSTALASI AIR BERSIH |  |  |  | 0
| PERALATAN UTAMA | 653189960.4315 |  | 653189960.4315 | 1.54
| LANTAI 01 | 11705404.5083 |  | 11705404.5083 | 0.027597
| LANTAI 02 | 795032.9974 |  | 795032.9974 | 0.0018744
| LANTAI 03 | 914742.4031 |  | 914742.4031 | 0.0021566
| LANTAI ATAP | 1494995.6752 |  | 1494995.6752 | 0.0035246
B | PEKERJAAN INSTALASI AIR LIMBAH LAB |  |  |  | 0
| LANTAI 01 | 249518603.266 |  | 249518603.266 | 0.58827
C | PEKERJAAN INSTALASI AIR BEKAS |  |  |  | 0
| LANTAI 01 | 34900363.6594 |  | 34900363.6594 | 0.082282
| LANTAI 02 | 4424211.0336 |  | 4424211.0336 | 0.010431
| LANTAI 03 | 747671.8401 |  | 747671.8401 | 0.0017627
| LANTAI ATAP | 229115.6594 |  | 229115.6594 | 0.00054017
D | PEKERJAAN INSTALASI AIR KOTOR |  |  |  | 0
| LANTAI 01 | 440299570.6967 |  | 440299570.6967 | 1.0381
| LANTAI 02 | 6068419.5192 |  | 6068419.5192 | 0.014307
| LANTAI 03 | 747671.8401 |  | 747671.8401 | 0.0017627
| LANTAI ATAP | 229115.6594 |  | 229115.6594 | 0.00054017
E | PEKERJAAN INSTALASI PIPA VENT |  |  |  | 0
| LANTAI 01 | 9134202.6478 |  | 9134202.6478 | 0.021535
| LANTAI 02 | 190001.298 |  | 190001.298 | 0.00044795
| LANTAI 03 | 222808.41 |  | 222808.41 | 0.0005253
| LANTAI ATAP | 258909.1442 |  | 258909.1442 | 0.00061041
F | PERALATAN SANITER |  |  |  | 0
| LANTAI 01 | 93726585.4441 |  | 93726585.4441 | 0.22097
G | PEKERJAAN SALURAN KELILING | 681081664.0752 |  | 681081664.0752 | 1.6057
H | PEKERJAAN INSTALASI AIR HUJAN |  |  |  | 0
| LANTAI 01 | 32952540.8711 |  | 32952540.8711 | 0.07769
| LANTAI 2 | 32719346.338 |  | 32719346.338 | 0.07714
| LANTAI 3 | 32644356.4666 |  | 32644356.4666 | 0.076963
| LANTAI ATAP | 41280566.4467 |  | 41280566.4467 | 0.097324
I | PEKERJAAN INSTALASI TATA UDARA |  |  |  | 0
| LANTAI 01 | 728506308.3437 |  | 728506308.3437 | 1.7175
J | PEKERJAAN INSTALASI EXHAUST FAN |  |  |  | 0
| LANTAI 01 | 35146569.7294 |  | 35146569.7294 | 0.082863
K | PEKERJAAN INSTALASI AXIAL FAN |  |  |  | 0
| LANTAI 01 | 103379173.3545 |  | 103379173.3545 | 0.24373
L | PEKERJAAN INSTALASI LEMARI ASAM |  |  |  | 0
| LANTAI 01 | 17407673.0447 |  | 17407673.0447 | 0.041041
M | PEKERJAAN SISTEM PEMADAM KEBAKARAN (HYDRANT KERING) |  |  |  | 0
| HYDRANT LINGKUNGAN | 183960120.3038 |  | 183960120.3038 | 0.43371
| LANTAI 1 | 41408883.9696 |  | 41408883.9696 | 0.097627
| LANTAI 2 | 6916385.5339 |  | 6916385.5339 | 0.016306
| LANTAI 3 | 6916385.5339 |  | 6916385.5339 | 0.016306
| LANTAI ATAP | 1468251.0494 |  | 1468251.0494 | 0.0034616
O | PEKERJAAN LIFT / ELEVATOR | 354700.6504 |  | 354700.6504 | 0.00083625
P | PEKERJAAN PENUTUP SHAFT | 1618340.4765 |  | 1618340.4765 | 0.0038154
VII | LANSEKAP |  |  |  | 0
A | PEKERJAAN GALIAN DAN URUGAN | 263732545.216 |  | 263732545.216 | 0.62178
B | PEKERJAAN PERKERASAN JALAN | 750453796.6761 |  | 750453796.6761 | 1.7693
E | PEKERJAAN IDENTITAS GEDUNG | 36548925.7049 |  | 36548925.7049 | 0.086169
F | PEKERJAAN POS JAGA |  |  |  | 0
| PEKERJAAN POS JAGA | 107048601.5031 |  | 107048601.5031 | 0.25238
H | PEKERJAAN DINDING PENAHAN TANAH |  |  |  | 0
| PEKERJAAN DPT 01 | 20469940.1442 |  | 20469940.1442 | 0.048261
| PEKERJAAN DPT 02 | 128049013.6777 |  | 128049013.6777 | 0.30189
| PEKERJAAN DPT 03 | 5942093.4417 |  | 5942093.4417 | 0.014009
| PEKERJAAN DPT 04 | 6660819.9257 |  | 6660819.9257 | 0.015704
| PEKERJAAN DPT 05 | 6454650.5465 |  | 6454650.5465 | 0.015218
| PEKERJAAN DPT 06 | 4056124.6537 |  | 4056124.6537 | 0.0095628
| PEKERJAAN DPT 07 | 43708758.6523 |  | 43708758.6523 | 0.10305
| PEKERJAAN DPT 08 | 131842473.0792 |  | 131842473.0792 | 0.31084
| PEKERJAAN DPT 08A | 11580556.8281 |  | 11580556.8281 | 0.027303
| PEKERJAAN DPT 09 | 14108796.7727 |  | 14108796.7727 | 0.033263
| PEKERJAAN DPT 09A | 22869298.7125 |  | 22869298.7125 | 0.053917
I | PEKERJAAN TIANG BENDERA | 13227417.9957 |  |  | 0.031185
D.1 | RUMAH POMPA & GROUND WATER TANK |  |  |  | 0
A | PEKERJAAN GALIAN DAN URUGAN | 12966353.9354 |  | 12966353.9354 | 0.03057
B | PEKERJAAN BETON | 234076417.1821 |  | 234076417.1821 | 0.55187
II | PEKERJAAN ARSITEKTUR |  |  |  | 0
A | PEKERJAAN PASANGAN DAN PLESTERAN | 21887224.395 |  | 21887224.395 | 0.051602
B | PEKERJAAN FINISHING LANTAI & DINDING | 18432786.2351 |  | 18432786.2351 | 0.043458
C | PEKERJAAN PENGECATAN | 21483105.0371 |  | 21483105.0371 | 0.050649
D | PEKERJAAN TANGGA MAINTENANCE | 16255177 |  | 16255177 | 0.038324
III | PEKERJAAN ELEKTRIKAL |  |  |  | 0
A | PEKERJAAN PANEL | 8339589.8652 |  | 8339589.8652 | 0.019662
B | PEKERJAAN PENGKABELAN DAN DISTRIBUSI DAYA | 13544246.3369 |  | 13544246.3369 | 0.031932
C | PEKERJAAN KABEL TRAY | 2151673.7428 |  | 2151673.7428 | 0.0050729
D | PEKERJAAN INSTALASI TITIK LAMPU DAN KOTAK KONTAK | 9325325.3778 |  | 9325325.3778 | 0.021986
IV | PEKERJAAN MEKANIKAL |  |  |  | 0
A | PEKERJAAN INSTALASI AIR BERSIH | 2376520.2801 |  | 2376520.2801 | 0.005603
D.2 | POWER HOUSE |  |  |  | 0
I | PEKERJAAN STRUKTUR |  |  |  | 0
A | PEKERJAAN GALIAN DAN URUGAN | 33105857.4765 |  | 33105857.4765 | 0.078051
B | PEKERJAAN STRUKTUR BAWAH | 64470007.2423 |  | 64470007.2423 | 0.152
C | PEKERJAAN STRUKTUR ATAS | 218834398.7612 |  | 218834398.7612 | 0.51593
II | PEKERJAAN ARSITEKTUR |  |  |  | 0
A | PEKERJAAN GALIAN DAN URUGAN | 221517.2118 |  | 221517.2118 | 0.00052226
B | PEKERJAAN BETON PRAKTIS | 9074885.6917 |  | 9074885.6917 | 0.021395
C | PEKERJAAN PASANGAN DAN PLESTERAN | 83753264.4772 |  | 83753264.4772 | 0.19746
D | PEKERJAAN FINISHING LANTAI DAN DINDING | 5879917.12 |  | 5879917.12 | 0.013863
E | PEKERJAAN PINTU DAN JENDELA | 51845744.9218 |  | 51845744.9218 | 0.12223
F | PEKERJAAN PENGECATAN | 25760449.0823 |  | 25760449.0823 | 0.060734
G | PEKERJAAN PAGAR BRC | 1069429.6312 |  | 1069429.6312 | 0.0025213
H | PEKERJAAN GRILL | 12788599.2211 |  | 12788599.2211 | 0.030151
III | PEKERJAAN ELEKTRIKAL |  |  |  | 0
A | PEKERJAAN DAYA LISTRIK | 121331998.1913 |  | 121331998.1913 | 0.28606
B | PEKERJAAN PANEL | 3605673.2906 | 1 | 3605673.2906 | 0.0085008
C | PEKERJAAN PENGKABELAN DAN DISTRIBUSI DAYA | 259238696.4415 |  | 259238696.4415 | 0.61119
D | PEKERJAAN KABEL TRAY | 6870143.2616 |  | 6870143.2616 | 0.016197
E | PEKERJAAN GROUNDING | 22904800.8832 |  | 22904800.8832 | 0.054001
G | PEKERJAAN INSTALASI TITIK LAMPU DAN KOTAK KONTAK | 14542092.833 |  | 14542092.833 | 0.034285
D.3 | GARDU PLN |  |  |  | 0
I | PEKERJAAN STRUKTUR |  |  |  | 0
A | PEKERJAAN GALIAN DAN URUGAN | 4859703.574 |  | 4859703.574 | 0.011457
B | PEKERJAAN STRUKTUR BAWAH | 17322184.5947 |  | 17322184.5947 | 0.040839
C | PEKERJAAN STRUKTUR ATAS | 78557643.83 | 1 | 78557643.83 | 0.18521
II | PEKERJAAN ARSITEKTUR |  |  |  | 0
A | PEKERJAAN GALIAN DAN URUGAN | 2402365.6827 |  | 2402365.6827 | 0.0056639
B | PEKERJAAN BETON PRAKTIS | 5099801.1062 |  | 5099801.1062 | 0.012023
C | PEKERJAAN PASANGAN DAN PLESTERAN | 34069046.1246 |  | 34069046.1246 | 0.080322
D | PEKERJAAN FINISHING LANTAI DAN DINDING | 2991217.68 |  | 2991217.68 | 0.0070522
E | PEKERJAAN PINTU DAN JENDELA | 27206307.4757 |  | 27206307.4757 | 0.064142
F | PEKERJAAN PENGECATAN | 10444096.6949 |  | 10444096.6949 | 0.024623
III | PEKERJAAN ELEKTRIKAL |  |  |  | 0
A | PEKERJAAN PANEL | 879233.4175 |  | 879233.4175 | 0.0020729
B | PEKERJAAN SALURAN U-DITCH | 3694116.6789 |  | 3694116.6789 | 0.0087094
C | PEKERJAAN INSTALASI TITIK LAMPU DAN KOTAK KONTAK | 4389624.5627 |  | 4389624.5627 | 0.010349
D | PEKERJAAN SAMBUNG DAYA | 99015673.5367 |  | 99015673.5367 | 0.23344
| TOTAL BIAYA PEMBANGUNAN | 38212127027.0268
| TOTAL BIAYA + PPN 11% | 42415460999.9997

## RAB
BOQ
[6 empty] | No | :
PEMBANGUNAN GEDUNG LABORATORIUM TERPADU | [5 empty] | Tanggal | :
UNIVERSITAS ISLAM NEGERI SALATIGA | [5 empty] | Lokasi | : Kota Salatiga
|  | BILL OF QUANTITY |  |  |  | Owner | : UIN Salatiga
NO. | ITEM PEKERJAAN | VOLUME | SAT. | KODE | REF. | HARGA SATUAN (Rp.) | JUMLAH HARGA (Rp.) | BBT
a | b | c | d | e | e | f | g=c x f | h
GEDUNG
I | PEKERJAAN PERSIAPAN | PENAWARAN
1 | Pembersihan lahan awal dan akhir | 3345.31 | m2 | A.04 | CK - 1.1.3.1 | 11082.5 | 37074398.075 | 0.097023 |  |  | 37074398.075
2 | Pengukuran dan pemasangan bouwplank | 516.28 | m¹ | A.05 | CK - 1.1.4.2 | 23460.932 | 12112409.9973 | 0.031698 |  |  | 12112409.9973
3 | Listrik kerja | 6 | bln | A.06 | Analisa non standar | 1720411.1925 | 10322467.155 | 0.027014 |  |  | 10322467.155
4 | Direksi keet (sewa) | 30 | m2 | A.03 | CK - 1.1.2.3 | 574396.07 | 17231882.1 | 0.045095 |  |  | 17231882.1
5 | Gudang (sewa) | 24 | m2 | A.03 | CK - 1.1.2.3 | 406360.3616 | 9752648.6788 | 0.025522 |  |  | 9752648.6788
6 | Papan nama proyek | 1 | unit | A.02 | CK - 1.1.2.2 | 363763.9314 | 363763.9314 | 0.00095196 |  |  | 363763.9314
7 | Pagar pengaman proyek (sewa) | 548.28 | m' | A.01 | CK - 1.1.1.2 | 217174.9818 | 119072699.0221 | 0.31161 |  |  | 119072699.0221
0
| BIAYA PEKERJAAN PERSIAPAN | [5 empty] | 205930268.9596 |  | 0.341
II | SISTEM MANAJEMEN KESELAMATAN KONSTRUKSI (SMKK) | [6 empty] | 0
1 | Penyiapan dokumen penerapan SMKK | [6 empty] | 0
- | Pembuatan dokumen SMKK (RKK, RMPK, RKPPL, RMLLP) | 3 | set | BN | Survey Pasar | 401028.25 | 1203084.75 | 0.0031484 |  |  | 1203084.75
- | Pembuatan prosedur dan instruksi kerja | 1 | set | BN | Survey Pasar | 43936.5 | 43936.5 | 0.00011498 |  |  | 43936.5
- | Penyusunan pelaporan penerapan SMKK | 3 | set | BN | Survey Pasar | 80119.5 | 240358.5 | 0.00062901 |  |  | 240358.5
[8 empty] | 0 |  |  | 0
2 | Sosialisasi, promosi dan pelatihan | [6 empty] | 0 |  |  | 0
- | Induksi keselamatan konstruksi (safety induction) | 1 | keg | BN | Survey Pasar | 990725 | 990725 | 0.0025927 |  |  | 990725
- | Pengarahan keselamatan konstruksi (safety briefing) | 6 | keg | BN | Survey Pasar | 301525 | 1809150 | 0.0047345 |  |  | 1809150
- | Pertemuan keselamatan (safety talk) | 12 | keg | BN | Survey Pasar | 818425 | 9821100 | 0.025702 |  |  | 9821100
- | P3K | 1 | keg | BN | Survey Pasar | 1593775 | 1593775 | 0.0041709 |  |  | 1593775
- | Simulasi keselamatan konstruksi (tanggap darurat) | 1 | keg | BN | Survey Pasar | 258450 | 258450 | 0.00067636 |  |  | 258450
- | Papan informasi keselamatan konstruksi | 1 | lbr | BN | Survey Pasar | 258450 | 258450 | 0.00067636 |  |  | 258450
[8 empty] | 0 |  |  | 0
3 | Alat Pelindung Kerja dan Alat Pelindung Diri | [6 empty] | 0 |  |  | 0
3.1 | Alat Pelindung Kerja (APK) | [6 empty] | 0 |  |  | 0
- | Jaring pengamanan (safety net) | 1498.98 | m2 | BN | Survey Pasar | 3316.775 | 4971779.3895 | 0.013011 |  |  | 4971779.3895
- | Tali keselamatan (safety/life line) | 2 | unit | BN | Survey Pasar | 228297.5 | 456595 | 0.0011949 |  |  | 456595
- | Pagar pengaman penahan jatuh (guard railing) | 356.9 | m1 | BN | Survey Pasar | 27998.75 | 9992753.875 | 0.026151 |  |  | 9992753.875
[8 empty] | 0 |  |  | 0
3.2 | Alat Pelindung Diri (APD) | [6 empty] | 0 |  |  | 0
- | Helm pelindung (safety helmet) | 50 | bh | BN | Survey Pasar | 31014 | 1550700 | 0.0040581 |  |  | 1550700
- | Pelindung mata (goggles, spectacles) | 50 | bh | BN | Survey Pasar | 8615 | 430750 | 0.0011273 |  |  | 430750
- | Tameng muka (face shield) | 50 | bh | BN | Survey Pasar | 62028 | 3101400 | 0.0081163 |  |  | 3101400
- | Pelindung telinga (ear plug, ear muff) | 50 | psg | BN | Survey Pasar | 86150 | 4307500 | 0.011273 |  |  | 4307500
- | Pelindung pernafasan dan mulut (masker respirator/masker non-medis 3 ply) | 50 | bh | BN | Survey Pasar | 258450 | 12922500 | 0.033818 |  |  | 12922500
- | Sarung tangan kerja (safety gloves) | 50 | psg | BN | Survey Pasar | 2153.75 | 107687.5 | 0.00028181 |  |  | 107687.5
- | Sarung tangan karet/sarung tangan listrik | 17 | psg | BN | Survey Pasar | 19383.75 | 329523.75 | 0.00086235 |  |  | 329523.75
- | Sarung tangan las | 17 | psg | BN | Survey Pasar | 86150 | 1464550 | 0.0038327 |  |  | 1464550
- | Sepatu keselamatan (rubber safety boots) | 50 | psg | BN | Survey Pasar | 86150 | 4307500 | 0.011273 |  |  | 4307500
- | Sepatu keselamatan (toe cap) | 17 | psg | BN | Survey Pasar | 314447.5 | 5345607.5 | 0.013989 |  |  | 5345607.5
- | Penunjang seluruh tubuh (full body harness) (double lanyard + full absorber) | 17 | bh | BN | Survey Pasar | 196422 | 3339174 | 0.0087385 |  |  | 3339174
- | Pelindung jatuh (fall arrester) | 17 | bh | BN | Survey Pasar | 292910 | 4979470 | 0.013031 |  |  | 4979470
- | Rompi keselamatan (safety vest) | 55 | bh | BN | Survey Pasar | 21537.5 | 1184562.5 | 0.0031 |  |  | 1184562.5
- | Celemek (apron/coveralls) | 17 | bh | BN | Survey Pasar | 65474 | 1113058 | 0.0029128 |  |  | 1113058
[8 empty] | 0 |  |  | 0
4 | Asuransi | [6 empty] | 0 |  |  | 0
- | Asuransi (Construction All Risk/CAR) | 1 | ls | BN | Survey Pasar | 48459375 | 48459375 | 0.12682 |  |  | 48459375
[8 empty] | 0 |  |  | 0
5 | Personel Keselamatan Konstruksi | [6 empty] | 0 |  |  | 0
- | Ahli KK/K3 konstruksi | 120 | OJ | BN | Survey Pasar | 124917.5 | 14990100 | 0.039229 |  |  | 14990100
- | Petugas KK/K3 konstruksi | 6 | OB | BN | Survey Pasar | 1723000 | 10338000 | 0.027054 |  |  | 10338000
- | Petugas P3K | 6 | OB | BN | Survey Pasar | 1723000 | 10338000 | 0.027054 |  |  | 10338000
[8 empty] | 0 |  |  | 0
6 | Fasilitas Sarana, Prasarana, dan Alat Kesehatan | [6 empty] | 0 |  |  | 0
- | Peralatan P3K (Kotak P3K, alat pengukur suhu badan, tandu, obat luka, dll) | 2 | ls | BN | Survey Pasar | 340292.5 | 680585 | 0.0017811 |  |  | 680585
[8 empty] | 0 |  |  | 0
7 | Rambu dan Perlengkapan Lalu Lintas | [6 empty] | 0 |  |  | 0
- | Rambu petunjuk | 1 | bh | BN | Survey Pasar | 129225 | 129225 | 0.00033818 |  |  | 129225
- | Rambu larangan | 3 | bh | BN | Survey Pasar | 129225 | 387675 | 0.0010145 |  |  | 387675
- | Rambu peringatan | 2 | bh | BN | Survey Pasar | 129225 | 258450 | 0.00067636 |  |  | 258450
- | Rambu kewajiban | 2 | bh | BN | Survey Pasar | 129225 | 258450 | 0.00067636 |  |  | 258450
- | Rambu informasi | 2 | bh | BN | Survey Pasar | 129225 | 258450 | 0.00067636 |  |  | 258450
- | Rambu pekerjaan sementara | 4 | unit | BN | Survey Pasar | 129225 | 516900 | 0.0013527 |  |  | 516900
- | Jalur evakuasi (petunjuk escape route) | 6 | unit | BN | Survey Pasar | 335985 | 2015910 | 0.0052756 |  |  | 2015910
- | Kerucut lalu lintas (traffic cone) | 20 | unit | BN | Survey Pasar | 83996.25 | 1679925 | 0.0043963 |  |  | 1679925
- | Lampu putar (rotary lamp) | 1 | unit | BN | Survey Pasar | 83996.25 | 83996.25 | 0.00021982 |  |  | 83996.25
- | Lampu/alat penerangan sementara | 4 | unit | BN | Survey Pasar | 163685 | 654740 | 0.0017134 |  |  | 654740
[8 empty] | 0 |  |  | 0
8 | Konsultasi dengan Ahli Terkait Keselamatan Konstruksi | [6 empty] | 0 |  |  | 0
8.1 | Ahli Teknik Bangunan Gedung | 24 | OJ | BN | Survey Pasar | 116302.5 | 2791260 | 0.0073046 |  |  | 2791260
[8 empty] | 0 |  |  | 0
8 | Kegiatan dan Peralatan Terkait Pengendalian Risiko Keselamatan Konstruksi | [6 empty] | 0 |  |  | 0
- | Alat pemadam api ringan (APAR), kap. 5 kg | 3 | unit | BN | Survey Pasar | 228297.5 | 684892.5 | 0.0017923 |  |  | 684892.5
- | Bendera K3, uk. 1350 x 900 mm | 1 | unit | BN | Survey Pasar | 40490.5 | 40490.5 | 0.00010596 |  |  | 40490.5
[8 empty] | 0 |  |  | 0
| BIAYA PEKERJAAN SMKK | [5 empty] | 170690565.5145 |  | 0.29138
B | GEDUNG | [6 empty] | 0 |  |  | 0
III | PEKERJAAN STRUKTUR | [6 empty] | 0 |  |  | 0
A | PEKERJAAN GALIAN DAN URUGAN | [6 empty] | 0 |  |  | 0
| GALIAN PONDASI PILECAPE | [6 empty] | 0 |  |  | 0
1 | Galian pondasi pilecape P1, sedalam s.d. 1 meter | 155.52 | m3 | B.01.01 | CK - 1.2.1.1.2 | 65955.45 | 10257391.584 | 0.026843 |  |  | 10257391.584
2 | Galian pondasi pilecape P2, sedalam s.d. 1 meter | 51.84 | m3 | B.01.01 | CK - 1.2.1.1.2 | 65955.45 | 3419130.528 | 0.0089478 |  |  | 3419130.528
3 | Galian pondasi pilecape P3, sedalam s.d. 1 meter | 93.31 | m3 | B.01.01 | CK - 1.2.1.1.2 | 65955.45 | 6154303.0395 | 0.016106 |  |  | 6154303.0395
4 | Galian pondasi pilecape P4, sedalam s.d. 1 meter | 138.24 | m3 | B.01.01 | CK - 1.2.1.1.2 | 65955.45 | 9117681.408 | 0.023861 |  |  | 9117681.408
5 | Galian pondasi pilecape P4a, sedalam s.d. 1 meter | 46.08 | m3 | B.01.01 | CK - 1.2.1.1.2 | 65955.45 | 3039227.136 | 0.0079536 |  |  | 3039227.136
6 | Galian pondasi pilecape P4a, sedalam > 1 m s.d. 2 m | 41.47 | m3 | B.01.02 | CK - 1.2.1.1.5 | 65955.45 | 2735172.5115 | 0.0071579 |  |  | 2735172.5115
7 | Galian pondasi pilecape P5, sedalam s.d. 1 meter | 93.31 | m3 | B.01.01 | CK - 1.2.1.1.2 | 65955.45 | 6154303.0395 | 0.016106 |  |  | 6154303.0395
8 | Galian pondasi pilecape P5a, sedalam s.d. 1 meter | 34.56 | m3 | B.01.01 | CK - 1.2.1.1.2 | 65955.45 | 2279420.352 | 0.0059652 |  |  | 2279420.352
9 | Galian pondasi pilecape P6, sedalam s.d. 1 meter | 69.12 | m3 | B.01.01 | CK - 1.2.1.1.2 | 65955.45 | 4558840.704 | 0.01193 |  |  | 4558840.704
10 | Galian pondasi pilecape P6a, sedalam s.d. 1 meter | 23.04 | m3 | B.01.01 | CK - 1.2.1.1.2 | 65955.45 | 1519613.568 | 0.0039768 |  |  | 1519613.568
11 | Galian pondasi pilecape P7, sedalam s.d. 1 meter | 106.82 | m3 | B.01.01 | CK - 1.2.1.1.2 | 65955.45 | 7045361.169 | 0.018438 |  |  | 7045361.169
12 | Galian pondasi pilecape P8, sedalam s.d. 1 meter | 190.08 | m3 | B.01.01 | CK - 1.2.1.1.2 | 65955.45 | 12536811.936 | 0.032808 |  |  | 12536811.936
13 | Galian pondasi pilecape P9, sedalam s.d. 1 meter | 114.05 | m3 | B.01.01 | CK - 1.2.1.1.2 | 65955.45 | 7522219.0725 | 0.019685 |  |  | 7522219.0725
14 | Galian pondasi pilecape P10, sedalam s.d. 1 meter | 46.08 | m3 | B.01.01 | CK - 1.2.1.1.2 | 65955.45 | 3039227.136 | 0.0079536 |  |  | 3039227.136
15 | Galian pondasi pilecape P11, sedalam s.d. 1 meter | 20.74 | m3 | B.01.01 | CK - 1.2.1.1.2 | 65955.45 | 1367916.033 | 0.0035798 |  |  | 1367916.033
[8 empty] | 0 |  |  | 0
16 | Galian pitlift, sedalam s.d. 1 meter | 10.88 | m3 | B.01.01 | CK - 1.2.1.1.2 | 65955.45 | 717595.296 | 0.0018779 |  |  | 717595.296
17 | Galian pitlift, sedalam > 1 m s.d. 2 m | 10.01 | m3 | B.01.02 | CK - 1.2.1.1.5 | 89034 | 891230.34 | 0.0023323 |  |  | 891230.34
18 | Galian sloof, sedalam s.d. 1 meter | 53.94 | m3 | B.01.01 | CK - 1.2.1.1.2 | 65955.45 | 3557636.973 | 0.0093102 |  |  | 3557636.973
19 | Galian pondasi batu kali, sedalam 1 meter | 94.26 | m3 | B.01.01 | CK - 1.2.1.1.2 | 65955.45 | 6216960.717 | 0.01627 |  |  | 6216960.717
[8 empty] | 0 |  |  | 0
20 | Pasir urug bawah pilecape, tebal 50 mm | 62.67 | m3 | B.03.02 | CK - 1.3.1.3 | 240133.2818 | 15049152.7713 | 0.039383 |  |  | 15049152.7713
21 | Pasir urug bawah sloof, tebal 50 mm | 21.99 | m3 | B.03.02 | CK - 1.3.1.3 | 240133.2818 | 5280530.8671 | 0.013819 |  |  | 5280530.8671
22 | Pasir urug bawah batu kali, tebal 50 mm | 10.16 | m3 | B.03.02 | CK - 1.3.1.3 | 240133.2818 | 2439754.1432 | 0.0063848 |  |  | 2439754.1432
23 | Pasir urug bawah lantai, tebal 50 mm | 114.67 | m3 | B.03.02 | CK - 1.3.1.3 | 240133.2818 | 27536083.4257 | 0.072061 |  |  | 27536083.4257
24 | Pasir urug bawah pitlift, tebal 50 mm | 0.54 | m3 | B.03.02 | CK - 1.3.1.3 | 240133.2818 | 129671.9722 | 0.00033935 |  |  | 129671.9722
25 | Urugan kembali tanah bekas galian pondasi dengan tanah bekas galian | 753.62 | m3 | B.03.01 | CK - 1.3.1.1 | 72958.3716 | 54982888.0115 | 0.14389 |  |  | 54982888.0115
26 | Urugan tanah peninggian peil bangunan dengan mendatangkan tanah + pemadatan | 727.52 | m3 | B.03.08 | Analisa Standar | 201278.1016 | 146433844.4821 | 0.38321 |  |  | 146433844.4821
27 | Buangan tanah sisa galian ke dumpsite | 777.05 | m3 | B.04.02 | SDA - A.3.01.1g.1.b | 10744.8737 | 8349304.1244 | 0.02185 |  |  | 8349304.1244
[8 empty] | 0 |  |  | 0
B | PEKERJAAN STRUKTUR BAWAH | [6 empty] | 0 | 0.47613 |  | 0
| Catatan : | [6 empty] | 0 |  |  | 0
| Pekerjaan borepile dan pilecape, meliputi : - Beton ready mix borepile (slump 16±2) - Beton ready mix pilecape (slump 10±2) - Pengeboran borepile termasuk slurry dan casing sementara - Pembesian / besi tulangan termasuk angkat besi - Pengecoran borepile menggunakan pipa tremie - Mobilisasi dan demobilisasi alat bor | [6 empty] | 0 |  |  | 0
| BORPILE, ELV. (-11.900) s/d (-1.900) | [6 empty] | 0 |  |  | 0
1 | Pondasi Borpile Ø800 mm (Pilecape P4a) | [6 empty] | 0 |  |  | 0
- | Pengeboran Borpile | 80 | m1 | B.02.02 | Analisa non standar | 165396.999 | 13231759.9182 | 0.034627 |  |  | 13231759.9182
- | Beton ready mix F'c 28 MPa | 36.59 | m3 | D.02.3.8 | Analisa Standar | 1289599.4336 | 47186443.2739 | 0.12349 |  |  | 47186443.2739
- | Penulangan kolom, balok, ring balk, sloof, dan shearwall untuk BjTS | 4135.14 | Kg | D.01.1.2 | CK - 2.2.1.1.4a | 14729.1876 | 60907252.6631 | 0.15939 |  |  | 60907252.6631
- | Buang lumpur galian pondasi | 40.21 | m3 | B.04.02 | SDA - A.3.01.1g.1.b | 10744.8737 | 432051.3723 | 0.0011307 |  |  | 432051.3723
- | Bobokan kepala borpile | 8 | titik | D.02.3.10 | Analisa non standar | 14074.4 | 112595.2 | 0.00029466 |  |  | 112595.2
[8 empty] | 0 |  |  | 0
| BORPILE, ELV. (-11.000) s/d (-1.000) | [6 empty] | 0 |  |  | 0
2 | Pondasi Borpile Ø800 mm (Pilecape P1) | [6 empty] | 0 |  |  | 0
- | Pengeboran Borpile | 260 | m1 | B.02.02 | Analisa non standar | 165396.999 | 43003219.734 | 0.11254 |  |  | 43003219.734
- | Beton ready mix F'c 28 MPa | 120.24 | m3 | D.02.3.8 | Analisa Standar | 1289599.4336 | 155061435.8909 | 0.40579 |  |  | 155061435.8909
- | Penulangan kolom, balok, ring balk, sloof, dan shearwall untuk BjTS | 13588.66 | Kg | D.01.1.2 | CK - 2.2.1.1.4a | 14729.1876 | 200149921.8824 | 0.52379 |  |  | 200149921.8824
- | Buang lumpur galian pondasi | 130.69 | m3 | B.04.02 | SDA - A.3.01.1g.1.b | 10744.8737 | 1404247.5465 | 0.0036749 |  |  | 1404247.5465
- | Bobokan kepala borpile | 26 | titik | D.02.3.10 | Analisa non standar | 14074.4 | 365934.4 | 0.00095764 |  |  | 365934.4
[8 empty] | 0 |  |  | 0
3 | Pondasi Borpile Ø800 mm (Pilecape P2) | [6 empty] | 0 |  |  | 0
- | Pengeboran Borpile | 100 | m1 | B.02.02 | Analisa non standar | 165396.999 | 16539699.8977 | 0.043284 |  |  | 16539699.8977
- | Beton ready mix F'c 28 MPa | 46.24 | m3 | D.02.3.8 | Analisa Standar | 1289599.4336 | 59631077.8077 | 0.15605 |  |  | 59631077.8077
- | Penulangan kolom, balok, ring balk, sloof, dan shearwall untuk BjTS | 5225.71 | Kg | D.01.1.2 | CK - 2.2.1.1.4a | 14729.1876 | 76970462.7447 | 0.20143 |  |  | 76970462.7447
- | Buang lumpur galian pondasi | 50.27 | m3 | B.04.02 | SDA - A.3.01.1g.1.b | 10744.8737 | 540144.8019 | 0.0014135 |  |  | 540144.8019
- | Bobokan kepala borpile | 10 | titik | D.02.3.10 | Analisa non standar | 14074.4 | 140744 | 0.00036832 |  |  | 140744
[8 empty] | 0 |  |  | 0
4 | Pondasi Borpile Ø800 mm (Pilecape P3) | [6 empty] | 0 |  |  | 0
- | Pengeboran Borpile | 180 | m1 | B.02.02 | Analisa non standar | 165396.999 | 29771459.8159 | 0.077911 |  |  | 29771459.8159
- | Beton ready mix F'c 28 MPa | 83.24 | m3 | D.02.3.8 | Analisa Standar | 1289599.4336 | 107346256.8493 | 0.28092 |  |  | 107346256.8493
- | Penulangan kolom, balok, ring balk, sloof, dan shearwall untuk BjTS | 9407.19 | Kg | D.01.1.2 | CK - 2.2.1.1.4a | 14729.1876 | 138560265.9595 | 0.36261 |  |  | 138560265.9595
- | Buang lumpur galian pondasi | 90.48 | m3 | B.04.02 | SDA - A.3.01.1g.1.b | 10744.8737 | 972196.1742 | 0.0025442 |  |  | 972196.1742
- | Bobokan kepala borpile | 18 | titik | D.02.3.10 | Analisa non standar | 14074.4 | 253339.2 | 0.00066298 |  |  | 253339.2
[8 empty] | 0 |  |  | 0
5 | Pondasi Borpile Ø800 mm (Pilecape P4) | [6 empty] | 0 |  |  | 0
- | Pengeboran Borpile | 240 | m1 | B.02.02 | Analisa non standar | 165396.999 | 39695279.7545 | 0.10388 |  |  | 39695279.7545
- | Beton ready mix F'c 28 MPa | 109.78 | m3 | D.02.3.8 | Analisa Standar | 1289599.4336 | 141572225.8159 | 0.37049 |  |  | 141572225.8159
- | Penulangan kolom, balok, ring balk, sloof, dan shearwall untuk BjTS | 12406.55 | Kg | D.01.1.2 | CK - 2.2.1.1.4a | 14729.1876 | 182738401.9712 | 0.47822 |  |  | 182738401.9712
- | Buang lumpur galian pondasi | 120.64 | m3 | B.04.02 | SDA - A.3.01.1g.1.b | 10744.8737 | 1296261.5656 | 0.0033923 |  |  | 1296261.5656
- | Bobokan kepala borpile | 24 | titik | D.02.3.10 | Analisa non standar | 14074.4 | 337785.6 | 0.00088397 |  |  | 337785.6
[8 empty] | 0 |  |  | 0
6 | Pondasi Borpile Ø800 mm (Pilecape P5) | [6 empty] | 0 |  |  | 0
- | Pengeboran Borpile | 180 | m1 | B.02.02 | Analisa non standar | 165396.999 | 29771459.8159 | 0.077911 |  |  | 29771459.8159
- | Beton ready mix F'c 28 MPa | 83.24 | m3 | D.02.3.8 | Analisa Standar | 1289599.4336 | 107346256.8493 | 0.28092 |  |  | 107346256.8493
- | Penulangan kolom, balok, ring balk, sloof, dan shearwall untuk BjTS | 9429.48 | Kg | D.01.1.2 | CK - 2.2.1.1.4a | 14729.1876 | 138888579.5503 | 0.36347 |  |  | 138888579.5503
- | Buang lumpur galian pondasi | 90.48 | m3 | B.04.02 | SDA - A.3.01.1g.1.b | 10744.8737 | 972196.1742 | 0.0025442 |  |  | 972196.1742
- | Bobokan kepala borpile | 18 | titik | D.02.3.10 | Analisa non standar | 14074.4 | 253339.2 | 0.00066298 |  |  | 253339.2
[8 empty] | 0 |  |  | 0
7 | Pondasi Borpile Ø800 mm (Pilecape P5a) | [6 empty] | 0 |  |  | 0
- | Pengeboran Borpile | 60 | m1 | B.02.02 | Analisa non standar | 165396.999 | 9923819.9386 | 0.02597 |  |  | 9923819.9386
- | Beton ready mix F'c 28 MPa | 27.75 | m3 | D.02.3.8 | Analisa Standar | 1289599.4336 | 35786384.2812 | 0.093652 |  |  | 35786384.2812
- | Penulangan kolom, balok, ring balk, sloof, dan shearwall untuk BjTS | 3136.11 | Kg | D.01.1.2 | CK - 2.2.1.1.4a | 14729.1876 | 46192352.4111 | 0.12088 |  |  | 46192352.4111
- | Buang lumpur galian pondasi | 30.16 | m3 | B.04.02 | SDA - A.3.01.1g.1.b | 10744.8737 | 324065.3914 | 0.00084807 |  |  | 324065.3914
- | Bobokan kepala borpile | 6 | titik | D.02.3.10 | Analisa non standar | 14074.4 | 84446.4 | 0.00022099 |  |  | 84446.4
[8 empty] | 0 |  |  | 0
8 | Pondasi Borpile Ø800 mm (Pilecape P6) | [6 empty] | 0 |  |  | 0
- | Pengeboran Borpile | 120 | m1 | B.02.02 | Analisa non standar | 165396.999 | 19847639.8772 | 0.051941 |  |  | 19847639.8772
- | Beton ready mix F'c 28 MPa | 54.89 | m3 | D.02.3.8 | Analisa Standar | 1289599.4336 | 70786112.908 | 0.18525 |  |  | 70786112.908
- | Penulangan kolom, balok, ring balk, sloof, dan shearwall untuk BjTS | 6217.98 | Kg | D.01.1.2 | CK - 2.2.1.1.4a | 14729.1876 | 91585793.6887 | 0.23968 |  |  | 91585793.6887
- | Buang lumpur galian pondasi | 60.32 | m3 | B.04.02 | SDA - A.3.01.1g.1.b | 10744.8737 | 648130.7828 | 0.0016961 |  |  | 648130.7828
- | Bobokan kepala borpile | 12 | titik | D.02.3.10 | Analisa non standar | 14074.4 | 168892.8 | 0.00044199 |  |  | 168892.8
[8 empty] | 0 |  |  | 0
9 | Pondasi Borpile Ø800 mm (Pilecape P6a) | [6 empty] | 0 |  |  | 0
- | Pengeboran Borpile | 40 | m1 | B.02.02 | Analisa non standar | 165396.999 | 6615879.9591 | 0.017314 |  |  | 6615879.9591
- | Beton ready mix F'c 28 MPa | 18.3 | m3 | D.02.3.8 | Analisa Standar | 1289599.4336 | 23599669.6341 | 0.06176 |  |  | 23599669.6341
- | Penulangan kolom, balok, ring balk, sloof, dan shearwall untuk BjTS | 2073.04 | Kg | D.01.1.2 | CK - 2.2.1.1.4a | 14729.1876 | 30534194.9875 | 0.079907 |  |  | 30534194.9875
- | Buang lumpur galian pondasi | 20.11 | m3 | B.04.02 | SDA - A.3.01.1g.1.b | 10744.8737 | 216079.4105 | 0.00056547 |  |  | 216079.4105
- | Bobokan kepala borpile | 4 | titik | D.02.3.10 | Analisa non standar | 14074.4 | 56297.6 | 0.00014733 |  |  | 56297.6
[8 empty] | 0 |  |  | 0
10 | Pondasi Borpile Ø800 mm (Pilecape P7) | [6 empty] | 0 |  |  | 0
- | Pengeboran Borpile | 180 | m1 | B.02.02 | Analisa non standar | 165396.999 | 29771459.8159 | 0.077911 |  |  | 29771459.8159
- | Beton ready mix F'c 28 MPa | 83.24 | m3 | D.02.3.8 | Analisa Standar | 1289599.4336 | 107346256.8493 | 0.28092 |  |  | 107346256.8493
- | Penulangan kolom, balok, ring balk, sloof, dan shearwall untuk BjTS | 9407.19 | Kg | D.01.1.2 | CK - 2.2.1.1.4a | 14729.1876 | 138560265.9595 | 0.36261 |  |  | 138560265.9595
- | Buang lumpur galian pondasi | 90.48 | m3 | B.04.02 | SDA - A.3.01.1g.1.b | 10744.8737 | 972196.1742 | 0.0025442 |  |  | 972196.1742
- | Bobokan kepala borpile | 18 | titik | D.02.3.10 | Analisa non standar | 14074.4 | 253339.2 | 0.00066298 |  |  | 253339.2
[8 empty] | 0 |  |  | 0
11 | Pondasi Borpile Ø800 mm (Pilecape P8) | [6 empty] | 0 |  |  | 0
- | Pengeboran Borpile | 300 | m1 | B.02.02 | Analisa non standar | 165396.999 | 49619099.6931 | 0.12985 |  |  | 49619099.6931
- | Beton ready mix F'c 28 MPa | 137.22 | m3 | D.02.3.8 | Analisa Standar | 1289599.4336 | 176958834.2727 | 0.4631 |  |  | 176958834.2727
- | Penulangan kolom, balok, ring balk, sloof, dan shearwall untuk BjTS | 15544.38 | Kg | D.01.1.2 | CK - 2.2.1.1.4a | 14729.1876 | 228956088.5849 | 0.59917 |  |  | 228956088.5849
- | Buang lumpur galian pondasi | 150.8 | m3 | B.04.02 | SDA - A.3.01.1g.1.b | 10744.8737 | 1620326.957 | 0.0042403 |  |  | 1620326.957
- | Bobokan kepala borpile | 30 | titik | D.02.3.10 | Analisa non standar | 14074.4 | 422232 | 0.001105 |  |  | 422232
[8 empty] | 0 |  |  | 0
12 | Pondasi Borpile Ø800 mm (Pilecape P9) | [6 empty] | 0 |  |  | 0
- | Pengeboran Borpile | 220 | m1 | B.02.02 | Analisa non standar | 165396.999 | 36387339.7749 | 0.095225 |  |  | 36387339.7749
- | Beton ready mix F'c 28 MPa | 100.63 | m3 | D.02.3.8 | Analisa Standar | 1289599.4336 | 129772390.9989 | 0.33961 |  |  | 129772390.9989
- | Penulangan kolom, balok, ring balk, sloof, dan shearwall untuk BjTS | 11399.44 | Kg | D.01.1.2 | CK - 2.2.1.1.4a | 14729.1876 | 167904489.8837 | 0.4394 |  |  | 167904489.8837
- | Buang lumpur galian pondasi | 110.58 | m3 | B.04.02 | SDA - A.3.01.1g.1.b | 10744.8737 | 1188168.136 | 0.0031094 |  |  | 1188168.136
- | Bobokan kepala borpile | 22 | titik | D.02.3.10 | Analisa non standar | 14074.4 | 309636.8 | 0.00081031 |  |  | 309636.8
[8 empty] | 0 |  |  | 0
13 | Pondasi Borpile Ø800 mm (Pilecape P10) | [6 empty] | 0 |  |  | 0
- | Pengeboran Borpile | 80 | m1 | B.02.02 | Analisa non standar | 165396.999 | 13231759.9182 | 0.034627 |  |  | 13231759.9182
- | Beton ready mix F'c 28 MPa | 36.59 | m3 | D.02.3.8 | Analisa Standar | 1289599.4336 | 47186443.2739 | 0.12349 |  |  | 47186443.2739
- | Penulangan kolom, balok, ring balk, sloof, dan shearwall untuk BjTS | 4144.94 | Kg | D.01.1.2 | CK - 2.2.1.1.4a | 14729.1876 | 61051598.7012 | 0.15977 |  |  | 61051598.7012
- | Buang lumpur galian pondasi | 40.21 | m3 | B.04.02 | SDA - A.3.01.1g.1.b | 10744.8737 | 432051.3723 | 0.0011307 |  |  | 432051.3723
- | Bobokan kepala borpile | 8 | titik | D.02.3.10 | Analisa non standar | 14074.4 | 112595.2 | 0.00029466 |  |  | 112595.2
[8 empty] | 0 |  |  | 0
14 | Pondasi Borpile Ø800 mm (Pilecape P11) | [6 empty] | 0 |  |  | 0
- | Pengeboran Borpile | 40 | m1 | B.02.02 | Analisa non standar | 165396.999 | 6615879.9591 | 0.017314 |  |  | 6615879.9591
- | Beton ready mix F'c 28 MPa | 18.5 | m3 | D.02.3.8 | Analisa Standar | 1289599.4336 | 23857589.5208 | 0.062435 |  |  | 23857589.5208
- | Penulangan kolom, balok, ring balk, sloof, dan shearwall untuk BjTS | 2095.69 | Kg | D.01.1.2 | CK - 2.2.1.1.4a | 14729.1876 | 30867811.0858 | 0.08078 |  |  | 30867811.0858
- | Buang lumpur galian pondasi | 20.11 | m3 | B.04.02 | SDA - A.3.01.1g.1.b | 10744.8737 | 216079.4105 | 0.00056547 |  |  | 216079.4105
- | Bobokan kepala borpile | 4 | titik | D.02.3.10 | Analisa non standar | 14074.4 | 56297.6 | 0.00014733 | 8.3363 |  | 56297.6
[8 empty] | 0 |  |  | 0
15 | Dynamic analyzer - Pile Driving Analyzer (PDA) | 5 | titik | C.01.04 | Analisa non standar | 9484318.1125 | 47421590.5625 | 0.1241 |  |  | 47421590.5625
16 | Pile Integrity Test (PIT) | 5 | titik | C.01.04.1 | Analisa non standar | 7278662.7375 | 36393313.6875 | 0.09524 |  |  | 36393313.6875
17 | Mobilisasi dan demobilisasi alat bor | 1 | ls | BN | Survey Pasar | 75000000 | 75000000 | 0.19627 |  |  | 75000000
[8 empty] | 0 | 0.41561 |  | 0
| PONDASI PILECAPE, ELV. -1.900 | [6 empty] | 0 |  |  | 0
18 | Pilecape P4a | [6 empty] | 0 |  |  | 0
- | Bekisting bata merah (5x11x22) cm tebal ½ batu (camp. 1SP : 5PP) | 24.48 | m2 | D.03.02 | Analisa standar | 114691.2528 | 2807641.8677 | 0.0073475 |  |  | 2807641.8677
- | Penulangan slab untuk BjTS | 2686.85 | Kg | D.01.1.4 | CK - 2.2.1.1.1a | 14261.6802 | 38318995.4008 | 0.10028 |  |  | 38318995.4008
- | Beton ready mix F'c 28 MPa | 36.43 | m3 | D.02.3.7 | Analisa Standar | 1289599.4336 | 46980107.3645 | 0.12295 |  |  | 46980107.3645
[8 empty] | 0 |  |  | 0
| PONDASI PILECAPE, ELV. -1.000 | [6 empty] | 0 |  |  | 0
19 | Rabat beton bawah pilecape, tebal 50 mm (1 pc : 3 ps : 5 kr) | 62.67 | m3 | D.02.1.1 | Analisa non standar | 1068870 | 66986082.9 | 0.1753 |  |  | 66986082.9
[8 empty] | 0 |  |  | 0
20 | Pilecape P1 | [6 empty] | 0 |  |  | 0
- | Bekisting bata merah (5x11x22) cm tebal ½ batu (camp. 1SP : 5PP) | 58.88 | m2 | D.03.02 | Analisa standar | 114691.2528 | 6753020.9628 | 0.017672 |  |  | 6753020.9628
- | Penulangan slab untuk BjTS | 8451.11 | Kg | D.01.1.4 | CK - 2.2.1.1.1a | 14261.6802 | 120527028.0148 | 0.31542 |  |  | 120527028.0148
- | Beton ready mix F'c 28 MPa | 126.21 | m3 | D.02.3.7 | Analisa Standar | 1289599.4336 | 162760344.5093 | 0.42594 |  |  | 162760344.5093
21 | Pilecape P2 | [6 empty] | 0 |  |  | 0
- | Bekisting bata merah (5x11x22) cm tebal ½ batu (camp. 1SP : 5PP) | 33.28 | m2 | D.03.02 | Analisa standar | 114691.2528 | 3816924.892 | 0.0099888 |  |  | 3816924.892
- | Penulangan slab untuk BjTS | 3098.12 | Kg | D.01.1.4 | CK - 2.2.1.1.1a | 14261.6802 | 44184396.6098 | 0.11563 |  |  | 44184396.6098
- | Beton ready mix F'c 28 MPa | 39.3 | m3 | D.02.3.7 | Analisa Standar | 1289599.4336 | 50681257.7388 | 0.13263 |  |  | 50681257.7388
22 | Pilecape P3 | [6 empty] | 0 |  |  | 0
- | Bekisting bata merah (5x11x22) cm tebal ½ batu (camp. 1SP : 5PP) | 43.52 | m2 | D.03.02 | Analisa standar | 114691.2528 | 4991363.3203 | 0.013062 |  |  | 4991363.3203
- | Penulangan slab untuk BjTS | 5149.25 | Kg | D.01.1.4 | CK - 2.2.1.1.1a | 14261.6802 | 73436956.6844 | 0.19218 |  |  | 73436956.6844
- | Beton ready mix F'c 28 MPa | 73.98 | m3 | D.02.3.7 | Analisa Standar | 1289599.4336 | 95404566.0946 | 0.24967 |  |  | 95404566.0946
23 | Pilecape P4 | [6 empty] | 0 |  |  | 0
- | Bekisting bata merah (5x11x22) cm tebal ½ batu (camp. 1SP : 5PP) | 73.44 | m2 | D.03.02 | Analisa standar | 114691.2528 | 8422925.603 | 0.022043 |  |  | 8422925.603
- | Penulangan slab untuk BjTS | 8061.29 | Kg | D.01.1.4 | CK - 2.2.1.1.1a | 14261.6802 | 114967539.8457 | 0.30087 |  |  | 114967539.8457
- | Beton ready mix F'c 28 MPa | 109.3 | m3 | D.02.3.7 | Analisa Standar | 1289599.4336 | 140953218.0878 | 0.36887 |  |  | 140953218.0878
24 | Pilecape P5 | [6 empty] | 0 |  |  | 0
- | Bekisting bata merah (5x11x22) cm tebal ½ batu (camp. 1SP : 5PP) | 53.76 | m2 | D.03.02 | Analisa standar | 114691.2528 | 6165801.7486 | 0.016136 |  |  | 6165801.7486
- | Penulangan slab untuk BjTS | 5248.36 | Kg | D.01.1.4 | CK - 2.2.1.1.1a | 14261.6802 | 74850431.8074 | 0.19588 |  |  | 74850431.8074
- | Beton ready mix F'c 28 MPa | 71.81 | m3 | D.02.3.7 | Analisa Standar | 1289599.4336 | 92606135.3238 | 0.24235 |  |  | 92606135.3238
25 | Pilecape P5a | [6 empty] | 0 |  |  | 0
- | Bekisting bata merah (5x11x22) cm tebal ½ batu (camp. 1SP : 5PP) | 20.16 | m2 | D.03.02 | Analisa standar | 114691.2528 | 2312175.6557 | 0.0060509 |  |  | 2312175.6557
- | Penulangan slab untuk BjTS | 2022.08 | Kg | D.01.1.4 | CK - 2.2.1.1.1a | 14261.6802 | 28838258.2653 | 0.075469 |  |  | 28838258.2653
- | Beton ready mix F'c 28 MPa | 26.93 | m3 | D.02.3.7 | Analisa Standar | 1289599.4336 | 34728912.7457 | 0.090885 |  |  | 34728912.7457
26 | Pilecape P6 | [6 empty] | 0 |  |  | 0
- | Bekisting bata merah (5x11x22) cm tebal ½ batu (camp. 1SP : 5PP) | 47.52 | m2 | D.03.02 | Analisa standar | 114691.2528 | 5450128.3314 | 0.014263 |  |  | 5450128.3314
- | Penulangan slab untuk BjTS | 4146.14 | Kg | D.01.1.4 | CK - 2.2.1.1.1a | 14261.6802 | 59130922.6756 | 0.15474 |  |  | 59130922.6756
- | Beton ready mix F'c 28 MPa | 52.27 | m3 | D.02.3.7 | Analisa Standar | 1289599.4336 | 67407362.392 | 0.1764 |  |  | 67407362.392
27 | Pilecape P6a | [6 empty] | 0 |  |  | 0
- | Bekisting bata merah (5x11x22) cm tebal ½ batu (camp. 1SP : 5PP) | 15.84 | m2 | D.03.02 | Analisa standar | 114691.2528 | 1816709.4438 | 0.0047543 |  |  | 1816709.4438
- | Penulangan slab untuk BjTS | 1381.78 | Kg | D.01.1.4 | CK - 2.2.1.1.1a | 14261.6802 | 19706504.4438 | 0.051571 |  |  | 19706504.4438
- | Beton ready mix F'c 28 MPa | 17.42 | m3 | D.02.3.7 | Analisa Standar | 1289599.4336 | 22464822.1326 | 0.05879 |  |  | 22464822.1326
28 | Pilecape P7 | [6 empty] | 0 |  |  | 0
- | Bekisting bata merah (5x11x22) cm tebal ½ batu (camp. 1SP : 5PP) | 71.91 | m2 | D.03.02 | Analisa standar | 114691.2528 | 8247447.9863 | 0.021583 |  |  | 8247447.9863
- | Penulangan slab untuk BjTS | 6061.29 | Kg | D.01.1.4 | CK - 2.2.1.1.1a | 14261.6802 | 86444179.4789 | 0.22622 |  |  | 86444179.4789
- | Beton ready mix F'c 28 MPa | 79.1 | m3 | D.02.3.7 | Analisa Standar | 1289599.4336 | 102007315.1944 | 0.26695 |  |  | 102007315.1944
29 | Pilecape P8 | [6 empty] | 0 |  |  | 0
- | Bekisting bata merah (5x11x22) cm tebal ½ batu (camp. 1SP : 5PP) | 114.48 | m2 | D.03.02 | Analisa standar | 114691.2528 | 13129854.6165 | 0.03436 |  |  | 13129854.6165
- | Penulangan slab untuk BjTS | 11221.87 | Kg | D.01.1.4 | CK - 2.2.1.1.1a | 14261.6802 | 160042720.9998 | 0.41883 |  |  | 160042720.9998
- | Beton ready mix F'c 28 MPa | 147.31 | m3 | D.02.3.7 | Analisa Standar | 1289599.4336 | 189970892.5573 | 0.49715 |  |  | 189970892.5573
30 | Pilecape P9 | [6 empty] | 0 |  |  | 0
- | Bekisting bata merah (5x11x22) cm tebal ½ batu (camp. 1SP : 5PP) | 112.64 | m2 | D.03.02 | Analisa standar | 114691.2528 | 12918822.7114 | 0.033808 |  |  | 12918822.7114
- | Penulangan slab untuk BjTS | 7257.69 | Kg | D.01.1.4 | CK - 2.2.1.1.1a | 14261.6802 | 103506853.6503 | 0.27087 |  |  | 103506853.6503
- | Beton ready mix F'c 28 MPa | 77.44 | m3 | D.02.3.7 | Analisa Standar | 1289599.4336 | 99866580.1347 | 0.26135 |  |  | 99866580.1347
31 | Pilecape P10 | [6 empty] | 0 |  |  | 0
- | Bekisting bata merah (5x11x22) cm tebal ½ batu (camp. 1SP : 5PP) | 25.07 | m2 | D.03.02 | Analisa standar | 114691.2528 | 2875309.7068 | 0.0075246 |  |  | 2875309.7068
- | Penulangan slab untuk BjTS | 2878.86 | Kg | D.01.1.4 | CK - 2.2.1.1.1a | 14261.6802 | 41057380.6128 | 0.10745 |  |  | 41057380.6128
- | Beton ready mix F'c 28 MPa | 36.43 | m3 | D.02.3.7 | Analisa Standar | 1289599.4336 | 46980107.3645 | 0.12295 |  |  | 46980107.3645
32 | Pilecape P11 | [6 empty] | 0 |  |  | 0
- | Bekisting bata merah (5x11x22) cm tebal ½ batu (camp. 1SP : 5PP) | 25.6 | m2 | D.03.02 | Analisa standar | 114691.2528 | 2936096.0708 | 0.0076837 |  |  | 2936096.0708
- | Penulangan slab untuk BjTS | 1297.7 | Kg | D.01.1.4 | CK - 2.2.1.1.1a | 14261.6802 | 18507382.374 | 0.048433 |  |  | 18507382.374
- | Beton ready mix F'c 28 MPa | 12.8 | m3 | D.02.3.7 | Analisa Standar | 1289599.4336 | 16506872.7495 | 0.043198 | 6.0255 |  | 16506872.7495
[8 empty] | 0 |  |  | 0
33 | Pasangan pondasi batu kali (camp. 1 pc : 6 ps) | 76.91 | m3 | C.01.01 | CK - 2.2.2.1.11 | 810108.474 | 62305442.7333 | 0.16305 |  |  | 62305442.7333
[8 empty] | 0 |  |  | 0
C | PEKERJAAN STRUKTUR ATAS | [6 empty] | 0 |  |  | 0
| LANTAI 01 | [6 empty] | 0 |  |  | 0
| Catatan : | [6 empty] | 0 |  |  | 0
| Pekerjaan beton bertulang meliputi : Beton ready mix, pembesian, bekisting, perancah/scafolding dan pembongkaran bekisting | [6 empty] | 0 |  |  | 0
1 | Rabat beton bawah lantai, tebal 50 mm (1 pc : 3 ps : 5 kr) | 114.67 | m3 | D.02.1.1 | Analisa non standar | 1068870 | 122567322.9 | 0.32076 |  |  | 122567322.9
2 | Rabat beton bawah sloof, tebal 50 mm (1 pc : 3 ps : 5 kr) | 21.99 | m3 | D.02.1.1 | Analisa non standar | 1068870 | 23504451.3 | 0.06151 |  |  | 23504451.3
3 | Rabat beton bawah pitlift, tebal 50 mm (1 pc : 3 ps : 5 kr) | 0.54 | m3 | D.02.1.1 | Analisa non standar | 1068870 | 577189.8 | 0.0015105 |  |  | 577189.8
[8 empty] | 0 |  |  | 0
| SLOOF, ELV. -0.500 | [6 empty] | 0 |  |  | 0
4 | Sloof S6, uk. 300 x 600 mm, Elv. -0.500 | [6 empty] | 0 |  |  | 0
- | Bekisting untuk sloof (3x pakai) | 22.23 | m2 | D.03.09 | Analisa Standar | 119392.1581 | 2654087.6745 | 0.0069457 |  |  | 2654087.6745
- | Penulangan kolom, balok, ring balk, sloof, dan shearwall | 924.89 | Kg | D.01.1.2 | CK - 2.2.1.1.4a | 14729.1876 | 13622878.286 | 0.035651 |  |  | 13622878.286
- | Beton ready mix F'c 25 MPa | 2.54 | m3 | D.02.3.6 | Analisa Standar | 1233499.4336 | 3133088.5612 | 0.0081992 |  |  | 3133088.5612
| SLOOF, ELV. -0.200 | [6 empty] | 0 |  |  | 0
5 | Sloof S2, uk. 350 x 550 mm, Elv. -0.200 | [6 empty] | 0 |  |  | 0
- | Bekisting untuk sloof (3x pakai) | 17.53 | m2 | D.03.09 | Analisa Standar | 119392.1581 | 2092944.5315 | 0.0054772 |  |  | 2092944.5315
- | Penulangan kolom, balok, ring balk, sloof, dan shearwall | 893.42 | Kg | D.01.1.2 | CK - 2.2.1.1.4a | 14729.1876 | 13159350.7534 | 0.034438 |  |  | 13159350.7534
- | Beton ready mix F'c 25 MPa | 2.18 | m3 | D.02.3.6 | Analisa Standar | 1233499.4336 | 2689028.7652 | 0.0070371 |  |  | 2689028.7652
| SLOOF, ELV. -0.100 | [6 empty] | 0 |  |  | 0
6 | Sloof S1, uk. 400 x 650 mm, Elv. -0.100 | [6 empty] | 0 |  |  | 0
- | Bekisting untuk sloof (3x pakai) | 13.5 | m2 | D.03.09 | Analisa Standar | 119392.1581 | 1611794.1343 | 0.004218 |  |  | 1611794.1343
- | Penulangan kolom, balok, ring balk, sloof, dan shearwall | 744.83 | Kg | D.01.1.2 | CK - 2.2.1.1.4a | 14729.1876 | 10970740.7732 | 0.02871 |  |  | 10970740.7732
- | Beton ready mix F'c 25 MPa | 1.96 | m3 | D.02.3.6 | Analisa Standar | 1233499.4336 | 2417658.8898 | 0.0063269 |  |  | 2417658.8898
7 | Sloof S2, uk. 350 x 550 mm, Elv. -0.100 | [6 empty] | 0 |  |  | 0
- | Bekisting untuk sloof (3x pakai) | 17.69 | m2 | D.03.09 | Analisa Standar | 119392.1581 | 2112047.2768 | 0.0055272 |  |  | 2112047.2768
- | Penulangan kolom, balok, ring balk, sloof, dan shearwall | 901.62 | Kg | D.01.1.2 | CK - 2.2.1.1.4a | 14729.1876 | 13280130.0914 | 0.034754 |  |  | 13280130.0914
- | Beton ready mix F'c 25 MPa | 2.2 | m3 | D.02.3.6 | Analisa Standar | 1233499.4336 | 2713698.7538 | 0.0071017 |  |  | 2713698.7538
8 | Sloof S5, uk. 350 x 600 mm, Elv. -0.100 | [6 empty] | 0 |  |  | 0
- | Bekisting untuk sloof (3x pakai) | 19.1 | m2 | D.03.09 | Analisa Standar | 119392.1581 | 2280390.2197 | 0.0059677 |  |  | 2280390.2197
- | Penulangan kolom, balok, ring balk, sloof, dan shearwall | 917.71 | Kg | D.01.1.2 | CK - 2.2.1.1.4a | 14729.1876 | 13517122.7193 | 0.035374 |  |  | 13517122.7193
- | Beton ready mix F'c 25 MPa | 2.45 | m3 | D.02.3.6 | Analisa Standar | 1233499.4336 | 3022073.6122 | 0.0079087 |  |  | 3022073.6122
9 | Sloof S6, uk. 300 x 600 mm, Elv. -0.100 | [6 empty] | 0 |  |  | 0
- | Bekisting untuk sloof (3x pakai) | 9.8 | m2 | D.03.09 | Analisa Standar | 119392.1581 | 1170043.1494 | 0.003062 |  |  | 1170043.1494
- | Penulangan kolom, balok, ring balk, sloof, dan shearwall | 407.83 | Kg | D.01.1.2 | CK - 2.2.1.1.4a | 14729.1876 | 6007004.5642 | 0.01572 |  |  | 6007004.5642
- | Beton ready mix F'c 25 MPa | 1.12 | m3 | D.02.3.6 | Analisa Standar | 1233499.4336 | 1381519.3656 | 0.0036154 |  |  | 1381519.3656
| SLOOF, ELV. -0.050 | [6 empty] | 0 |  |  | 0
10 | Sloof S1, uk. 400 x 650 mm, Elv. -0.050 | [6 empty] | 0 |  |  | 0
- | Bekisting untuk sloof (3x pakai) | 53.99 | m2 | D.03.09 | Analisa Standar | 119392.1581 | 6445982.6158 | 0.016869 |  |  | 6445982.6158
- | Penulangan kolom, balok, ring balk, sloof, dan shearwall | 2979.31 | Kg | D.01.1.2 | CK - 2.2.1.1.4a | 14729.1876 | 43882815.8011 | 0.11484 |  |  | 43882815.8011
- | Beton ready mix F'c 25 MPa | 7.84 | m3 | D.02.3.6 | Analisa Standar | 1233499.4336 | 9670635.5591 | 0.025308 |  |  | 9670635.5591
11 | Sloof S2, uk. 350 x 550 mm, Elv. -0.050 | [6 empty] | 0 |  |  | 0
- | Bekisting untuk sloof (3x pakai) | 432.79 | m2 | D.03.09 | Analisa Standar | 119392.1581 | 51671732.1036 | 0.13522 |  |  | 51671732.1036
- | Penulangan kolom, balok, ring balk, sloof, dan shearwall | 22060.96 | Kg | D.01.1.2 | CK - 2.2.1.1.4a | 14729.1876 | 324940017.6802 | 0.85036 |  |  | 324940017.6802
- | Beton ready mix F'c 25 MPa | 53.83 | m3 | D.02.3.6 | Analisa Standar | 1233499.4336 | 66399274.5084 | 0.17376 |  |  | 66399274.5084
12 | Sloof S3, uk. 300 x 500 mm, Elv. -0.050 | [6 empty] | 0 |  |  | 0
- | Bekisting untuk sloof (3x pakai) | 159 | m2 | D.03.09 | Analisa Standar | 119392.1581 | 18983353.1377 | 0.049679 |  |  | 18983353.1377
- | Penulangan kolom, balok, ring balk, sloof, dan shearwall | 7570.84 | Kg | D.01.1.2 | CK - 2.2.1.1.4a | 14729.1876 | 111512322.3765 | 0.29182 |  |  | 111512322.3765
- | Beton ready mix F'c 25 MPa | 17.1 | m3 | D.02.3.6 | Analisa Standar | 1233499.4336 | 21092840.3138 | 0.055199 |  |  | 21092840.3138
13 | Sloof S4, uk. 250 x 450 mm, Elv. -0.050 | [6 empty] | 0 |  |  | 0
- | Bekisting untuk sloof (3x pakai) | 12.46 | m2 | D.03.09 | Analisa Standar | 119392.1581 | 1487626.2899 | 0.0038931 |  |  | 1487626.2899
- | Penulangan kolom, balok, ring balk, sloof, dan shearwall | 398.18 | Kg | D.01.1.2 | CK - 2.2.1.1.4a | 14729.1876 | 5864867.9042 | 0.015348 |  |  | 5864867.9042
- | Beton ready mix F'c 25 MPa | 1.13 | m3 | D.02.3.6 | Analisa Standar | 1233499.4336 | 1393854.3599 | 0.0036477 |  |  | 1393854.3599
14 | Sloof S5, uk. 350 x 600 mm, Elv. -0.100 | [6 empty] | 0 |  |  | 0
- | Bekisting untuk sloof (3x pakai) | 137.94 | m2 | D.03.09 | Analisa Standar | 119392.1581 | 16468954.2881 | 0.043099 |  |  | 16468954.2881
- | Penulangan kolom, balok, ring balk, sloof, dan shearwall | 6626.24 | Kg | D.01.1.2 | CK - 2.2.1.1.4a | 14729.1876 | 97599131.8036 | 0.25541 |  |  | 97599131.8036
- | Beton ready mix F'c 25 MPa | 17.69 | m3 | D.02.3.6 | Analisa Standar | 1233499.4336 | 21820604.9796 | 0.057104 |  |  | 21820604.9796
15 | Sloof S6, uk. 300 x 600 mm, Elv. -0.100 | [6 empty] | 0 |  |  | 0
- | Bekisting untuk sloof (3x pakai) | 94.24 | m2 | D.03.09 | Analisa Standar | 119392.1581 | 11251516.9792 | 0.029445 |  |  | 11251516.9792
- | Penulangan kolom, balok, ring balk, sloof, dan shearwall | 3921.68 | Kg | D.01.1.2 | CK - 2.2.1.1.4a | 14729.1876 | 57763160.2857 | 0.15116 |  |  | 57763160.2857
- | Beton ready mix F'c 25 MPa | 10.77 | m3 | D.02.3.6 | Analisa Standar | 1233499.4336 | 13284788.8994 | 0.034766 | 2.9468 |  | 13284788.8994
| PITLIFT, ELV. (-1.900) s/d (-0.050) | [6 empty] | 0 |  |  | 0
16 | Dinding beton pitlift, tebal 250 mm | [6 empty] | 0 |  |  | 0
- | Bekisting untuk dinding (3x pakai) | 36.24 | m2 | D.03.13 | Analisa Standar | 187635.2582 | 6799901.7559 | 0.017795 |  |  | 6799901.7559
- | Penulangan kolom, balok, ring balk, sloof, dan shearwall | 851.39 | Kg | D.01.1.2 | CK - 2.2.1.1.4a | 14729.1876 | 12540283 | 0.032818 |  |  | 12540283
- | Beton ready mix F'c 28 MPa | 4.53 | m3 | D.02.3.7 | Analisa Standar | 1289599.4336 | 5841885.434 | 0.015288 |  |  | 5841885.434
- | Waterstop, lebar 200 mm | 11.7 | m1 | D.05.01.01 | CK - 2.2.1.2.1 | 130127.4111 | 1522490.7101 | 0.0039843 |  |  | 1522490.7101
- | Waterproofing cementitious | 18.14 | m2 | K.04.1 | CK - 3.4.3 | 42158.05 | 764747.027 | 0.0020013 |  |  | 764747.027
17 | Plat beton lantai pitlift, tebal 300 mm | [6 empty] | 0 |  |  | 0
- | Bekisting untuk plat lantai (3x pakai) | 8.37 | m2 | D.03.12 | Analisa Standar | 187635.2582 | 1570507.1108 | 0.00411 |  |  | 1570507.1108
- | Penulangan slab untuk BjTS | 302.25 | Kg | D.01.1.4 | CK - 2.2.1.1.1a | 14729.1876 | 4451896.9412 | 0.01165 |  |  | 4451896.9412
- | Beton ready mix F'c 28 MPa | 2.51 | m3 | D.02.3.7 | Analisa Standar | 1289599.4336 | 3236894.5782 | 0.0084709 |  |  | 3236894.5782
- | Waterproofing cementitious | 8.38 | m2 | K.04.1 | CK - 3.4.3 | 42158.05 | 353284.459 | 0.00092453 |  |  | 353284.459
| KOLOM PEDESTAL, ELV. (-1.900) s/d (-0.050) | [6 empty] | 0 |  |  | 0
18 | Kolom K1, uk. 750 x 750 mm | [6 empty] | 0 |  |  | 0
- | Bekisting untuk kolom (3x pakai) | 11.09 | m2 | D.03.10 | Analisa Standar | 146105.2626 | 1620307.3619 | 0.0042403 |  |  | 1620307.3619
- | Penulangan kolom, balok, ring balk, sloof, dan shearwall | 1124.81 | Kg | D.01.1.2 | CK - 2.2.1.1.4a | 14729.1876 | 16567537.4638 | 0.043357 |  |  | 16567537.4638
- | Beton ready mix F'c 25 MPa | 2.08 | m3 | D.02.3.6 | Analisa Standar | 1233499.4336 | 2565678.8218 | 0.0067143 |  |  | 2565678.8218
| KOLOM PEDESTAL, ELV. (-1.000) s/d (-0.050) | [6 empty] | 0 |  |  | 0
19 | Kolom K1, uk. 750 x 750 mm | [6 empty] | 0 |  |  | 0
- | Bekisting untuk kolom (3x pakai) | 25.65 | m2 | D.03.10 | Analisa Standar | 146105.2626 | 3747599.985 | 0.0098074 |  |  | 3747599.985
- | Penulangan kolom, balok, ring balk, sloof, dan shearwall | 3579.23 | Kg | D.01.1.2 | CK - 2.2.1.1.4a | 14729.1876 | 52719150.0044 | 0.13796 |  |  | 52719150.0044
- | Beton ready mix F'c 25 MPa | 4.81 | m3 | D.02.3.6 | Analisa Standar | 1233499.4336 | 5933132.2754 | 0.015527 |  |  | 5933132.2754
20 | Kolom K2, uk. 750 x 750 mm | [6 empty] | 0 |  |  | 0
- | Bekisting untuk kolom (3x pakai) | 5.71 | m2 | D.03.10 | Analisa Standar | 146105.2626 | 834261.0493 | 0.0021832 |  |  | 834261.0493
- | Penulangan kolom, balok, ring balk, sloof, dan shearwall | 617.66 | Kg | D.01.1.2 | CK - 2.2.1.1.4a | 14729.1876 | 9097629.9907 | 0.023808 |  |  | 9097629.9907
- | Beton ready mix F'c 25 MPa | 1.07 | m3 | D.02.3.6 | Analisa Standar | 1233499.4336 | 1319844.3939 | 0.003454 |  |  | 1319844.3939
21 | Kolom K4, uk. 700 x 700 mm | [6 empty] | 0 |  |  | 0
- | Bekisting untuk kolom (3x pakai) | 148.97 | m2 | D.03.10 | Analisa Standar | 146105.2626 | 21765300.9653 | 0.056959 |  |  | 21765300.9653
- | Penulangan kolom, balok, ring balk, sloof, dan shearwall | 16937.84 | Kg | D.01.1.2 | CK - 2.2.1.1.4a | 14729.1876 | 249480622.2877 | 0.65288 |  |  | 249480622.2877
- | Beton ready mix F'c 25 MPa | 26.07 | m3 | D.02.3.6 | Analisa Standar | 1233499.4336 | 32157330.2328 | 0.084155 |  |  | 32157330.2328
22 | Kolom K4a, uk. 700 x 700 mm | [6 empty] | 0 |  |  | 0
- | Bekisting untuk kolom (3x pakai) | 18.63 | m2 | D.03.10 | Analisa Standar | 146105.2626 | 2721941.0417 | 0.0071232 |  |  | 2721941.0417
- | Penulangan kolom, balok, ring balk, sloof, dan shearwall | 2430.28 | Kg | D.01.1.2 | CK - 2.2.1.1.4a | 14729.1876 | 35796049.9529 | 0.093677 |  |  | 35796049.9529
- | Beton ready mix F'c 25 MPa | 3.26 | m3 | D.02.3.6 | Analisa Standar | 1233499.4336 | 4021208.1534 | 0.010523 |  |  | 4021208.1534
23 | Kolom K5, uk. 700 x 700 mm | [6 empty] | 0 |  |  | 0
- | Bekisting untuk kolom (3x pakai) | 5.31 | m2 | D.03.10 | Analisa Standar | 146105.2626 | 775818.9443 | 0.0020303 |  |  | 775818.9443
- | Penulangan kolom, balok, ring balk, sloof, dan shearwall | 472.96 | Kg | D.01.1.2 | CK - 2.2.1.1.4a | 14729.1876 | 6966316.5502 | 0.018231 |  |  | 6966316.5502
- | Beton ready mix F'c 25 MPa | 0.93 | m3 | D.02.3.6 | Analisa Standar | 1233499.4336 | 1147154.4732 | 0.0030021 |  |  | 1147154.4732
24 | Kolom K6, uk. 550 x 750 mm | [6 empty] | 0 |  |  | 0
- | Bekisting untuk kolom (3x pakai) | 2.46 | m2 | D.03.10 | Analisa Standar | 146105.2626 | 359418.9459 | 0.00094059 |  |  | 359418.9459
- | Penulangan kolom, balok, ring balk, sloof, dan shearwall | 225.2 | Kg | D.01.1.2 | CK - 2.2.1.1.4a | 14729.1876 | 3317013.0394 | 0.0086805 |  |  | 3317013.0394
- | Beton ready mix F'c 25 MPa | 0.39 | m3 | D.02.3.6 | Analisa Standar | 1233499.4336 | 481064.7791 | 0.0012589 |  |  | 481064.7791
25 | Kolom K7, uk. 550 x 550 mm | [6 empty] | 0 |  |  | 0
- | Bekisting untuk kolom (3x pakai) | 4.15 | m2 | D.03.10 | Analisa Standar | 146105.2626 | 606336.8397 | 0.0015868 |  |  | 606336.8397
- | Penulangan kolom, balok, ring balk, sloof, dan shearwall | 340.94 | Kg | D.01.1.2 | CK - 2.2.1.1.4a | 14729.1876 | 5021769.208 | 0.013142 |  |  | 5021769.208
- | Beton ready mix F'c 25 MPa | 0.57 | m3 | D.02.3.6 | Analisa Standar | 1233499.4336 | 703094.6771 | 0.00184 |  |  | 703094.6771
25 | Kolom K8, uk. 250 x 500 x 500 mm (L) | [6 empty] | 0 |  |  | 0
- | Bekisting untuk kolom (3x pakai) | 5.65 | m2 | D.03.10 | Analisa Standar | 146105.2626 | 825494.7335 | 0.0021603 |  |  | 825494.7335
- | Penulangan kolom, balok, ring balk, sloof, dan shearwall | 161.37 | Kg | D.01.1.2 | CK - 2.2.1.1.4a | 14729.1876 | 2376848.9972 | 0.0062201 |  |  | 2376848.9972
- | Beton ready mix F'c 25 MPa | 0.53 | m3 | D.02.3.6 | Analisa Standar | 1233499.4336 | 653754.6998 | 0.0017109 |  |  | 653754.6998
| KOLOM, ELV. (-0.050) s/d (+4.150) | [6 empty] | 0 |  |  | 0
25 | Kolom K1, uk. 750 x 750 mm | [6 empty] | 0 |  |  | 0
- | Bekisting untuk kolom (3x pakai) | 138.61 | m2 | D.03.10 | Analisa Standar | 146105.2626 | 20251650.445 | 0.052998 |  |  | 20251650.445
- | Penulangan kolom, balok, ring balk, sloof, dan shearwall | 8157.03 | Kg | D.01.1.2 | CK - 2.2.1.1.4a | 14729.1876 | 120146424.8345 | 0.31442 |  |  | 120146424.8345
- | Beton ready mix F'c 25 MPa | 25.99 | m3 | D.02.3.6 | Analisa Standar | 1233499.4336 | 32058650.2782 | 0.083897 |  |  | 32058650.2782
26 | Kolom K2, uk. 750 x 750 mm | [6 empty] | 0 |  |  | 0
- | Bekisting untuk kolom (3x pakai) | 25.23 | m2 | D.03.10 | Analisa Standar | 146105.2626 | 3686235.7747 | 0.0096468 |  |  | 3686235.7747
- | Penulangan kolom, balok, ring balk, sloof, dan shearwall | 1166.86 | Kg | D.01.1.2 | CK - 2.2.1.1.4a | 14729.1876 | 17186899.8008 | 0.044978 |  |  | 17186899.8008
- | Beton ready mix F'c 25 MPa | 4.73 | m3 | D.02.3.6 | Analisa Standar | 1233499.4336 | 5834452.3207 | 0.015269 |  |  | 5834452.3207
27 | Kolom K4, uk. 700 x 700 mm | [6 empty] | 0 |  |  | 0
- | Bekisting untuk kolom (3x pakai) | 658.57 | m2 | D.03.10 | Analisa Standar | 146105.2626 | 96220542.7717 | 0.25181 |  |  | 96220542.7717
- | Penulangan kolom, balok, ring balk, sloof, dan shearwall | 31902.88 | Kg | D.01.1.2 | CK - 2.2.1.1.4a | 14729.1876 | 469903503.3493 | 1.2297 |  |  | 469903503.3493
- | Beton ready mix F'c 25 MPa | 115.25 | m3 | D.02.3.6 | Analisa Standar | 1233499.4336 | 142160809.7175 | 0.37203 |  |  | 142160809.7175
28 | Kolom K4a, uk. 700 x 700 mm | [6 empty] | 0 |  |  | 0
- | Bekisting untuk kolom (3x pakai) | 82.34 | m2 | D.03.10 | Analisa Standar | 146105.2626 | 12030307.3201 | 0.031483 |  |  | 12030307.3201
- | Penulangan kolom, balok, ring balk, sloof, dan shearwall | 4544.38 | Kg | D.01.1.2 | CK - 2.2.1.1.4a | 14729.1876 | 66935025.3817 | 0.17517 |  |  | 66935025.3817
- | Beton ready mix F'c 25 MPa | 14.41 | m3 | D.02.3.6 | Analisa Standar | 1233499.4336 | 17774726.8376 | 0.046516 |  |  | 17774726.8376
29 | Kolom K5, uk. 700 x 700 mm | [6 empty] | 0 |  |  | 0
- | Bekisting untuk kolom (3x pakai) | 23.54 | m2 | D.03.10 | Analisa Standar | 146105.2626 | 3439317.8809 | 0.0090006 |  |  | 3439317.8809
- | Penulangan kolom, balok, ring balk, sloof, dan shearwall | 885.44 | Kg | D.01.1.2 | CK - 2.2.1.1.4a | 14729.1876 | 13041811.8366 | 0.03413 |  |  | 13041811.8366
- | Beton ready mix F'c 25 MPa | 4.12 | m3 | D.02.3.6 | Analisa Standar | 1233499.4336 | 5082017.6663 | 0.013299 |  |  | 5082017.6663
30 | Kolom K6, uk. 550 x 750 mm | [6 empty] | 0 |  |  | 0
- | Bekisting untuk kolom (3x pakai) | 10.9 | m2 | D.03.10 | Analisa Standar | 146105.2626 | 1592547.362 | 0.0041676 |  |  | 1592547.362
- | Penulangan kolom, balok, ring balk, sloof, dan shearwall | 420.65 | Kg | D.01.1.2 | CK - 2.2.1.1.4a | 14729.1876 | 6195832.7488 | 0.016214 |  |  | 6195832.7488
- | Beton ready mix F'c 25 MPa | 1.73 | m3 | D.02.3.6 | Analisa Standar | 1233499.4336 | 2133954.0201 | 0.0055845 |  |  | 2133954.0201
31 | Kolom K7, uk. 550 x 550 mm | [6 empty] | 0 |  |  | 0
- | Bekisting untuk kolom (3x pakai) | 18.47 | m2 | D.03.10 | Analisa Standar | 146105.2626 | 2698564.1997 | 0.0070621 |  |  | 2698564.1997
- | Penulangan kolom, balok, ring balk, sloof, dan shearwall | 637.63 | Kg | D.01.1.2 | CK - 2.2.1.1.4a | 14729.1876 | 9391771.8664 | 0.024578 |  |  | 9391771.8664
- | Beton ready mix F'c 25 MPa | 2.54 | m3 | D.02.3.6 | Analisa Standar | 1233499.4336 | 3133088.5612 | 0.0081992 | 3.9633 |  | 3133088.5612
31 | Kolom K8, uk. 250 x 500 x 500 mm (L) | [6 empty] | 0 |  |  | 0
- | Bekisting untuk kolom (3x pakai) | 25.17 | m2 | D.03.10 | Analisa Standar | 146105.2626 | 3677469.4589 | 0.0096238 |  |  | 3677469.4589
- | Penulangan kolom, balok, ring balk, sloof, dan shearwall | 464.68 | Kg | D.01.1.2 | CK - 2.2.1.1.4a | 14729.1876 | 6844358.8772 | 0.017911 |  |  | 6844358.8772
- | Beton ready mix F'c 25 MPa | 2.36 | m3 | D.02.3.6 | Analisa Standar | 1233499.4336 | 2911058.6632 | 0.0076182 |  |  | 2911058.6632
| BALOK, ELV. +1.350 | [6 empty] | 0 |  |  | 0
32 | Balok B23, uk. 250 x 400 mm, Elv. +1.350 | [6 empty] | 0 |  |  | 0
- | Bekisting untuk balok (3x pakai) | 6.09 | m2 | D.03.11 | Analisa Standar | 147164.8982 | 896234.2302 | 0.0023454 |  |  | 896234.2302
- | Penulangan kolom, balok, ring balk, sloof, dan shearwall | 155.03 | Kg | D.01.1.2 | CK - 2.2.1.1.4a | 14729.1876 | 2283465.948 | 0.0059758 |  |  | 2283465.948
- | Beton ready mix F'c 25 MPa | 0.58 | m3 | D.02.3.6 | Analisa Standar | 1233499.4336 | 715429.6715 | 0.0018723 |  |  | 715429.6715
| BALOK, ELV. +2.050 | [6 empty] | 0 |  |  | 0
33 | Balok B4, uk. 300 x 450 mm, Elv. +2.050 | [6 empty] | 0 |  |  | 0
- | Bekisting untuk balok (3x pakai) | 8.82 | m2 | D.03.11 | Analisa Standar | 147164.8982 | 1297994.4024 | 0.0033968 |  |  | 1297994.4024
- | Penulangan kolom, balok, ring balk, sloof, dan shearwall | 356.7 | Kg | D.01.1.2 | CK - 2.2.1.1.4a | 14729.1876 | 5253901.2041 | 0.013749 |  |  | 5253901.2041
- | Beton ready mix F'c 25 MPa | 0.91 | m3 | D.02.3.6 | Analisa Standar | 1233499.4336 | 1122484.4845 | 0.0029375 |  |  | 1122484.4845
| BALOK, ELV. +2.650 | [6 empty] | 0 |  |  | 0
34 | Balok B23, uk. 250 x 400 mm, Elv. +2.650 | [6 empty] | 0 |  |  | 0
- | Bekisting untuk balok (3x pakai) | 8.82 | m2 | D.03.11 | Analisa Standar | 147164.8982 | 1297994.4024 | 0.0033968 |  |  | 1297994.4024
- | Penulangan kolom, balok, ring balk, sloof, dan shearwall | 224.53 | Kg | D.01.1.2 | CK - 2.2.1.1.4a | 14729.1876 | 3307144.4837 | 0.0086547 |  |  | 3307144.4837
- | Beton ready mix F'c 25 MPa | 0.84 | m3 | D.02.3.6 | Analisa Standar | 1233499.4336 | 1036139.5242 | 0.0027115 |  |  | 1036139.5242
| BALOK MIRING, ELV. (-0.050) S/D (+4.150) | [6 empty] | 0 |  |  | 0
35 | Balok B6, uk. 300 x 650 mm | [6 empty] | 0 |  |  | 0
- | Bekisting untuk balok (3x pakai) | 40.03 | m2 | D.03.11 | Analisa Standar | 147164.8982 | 5891010.876 | 0.015417 |  |  | 5891010.876
- | Penulangan kolom, balok, ring balk, sloof, dan shearwall | 3076.37 | Kg | D.01.1.2 | CK - 2.2.1.1.4a | 14729.1876 | 45312430.746 | 0.11858 |  |  | 45312430.746
- | Beton ready mix F'c 25 MPa | 4.68 | m3 | D.02.3.6 | Analisa Standar | 1233499.4336 | 5772777.349 | 0.015107 |  |  | 5772777.349
36 | Balok B22, uk. 250 x 700 mm | [6 empty] | 0 |  |  | 0
- | Bekisting untuk balok (3x pakai) | 11.09 | m2 | D.03.11 | Analisa Standar | 147164.8982 | 1632058.7213 | 0.004271 |  |  | 1632058.7213
- | Penulangan kolom, balok, ring balk, sloof, dan shearwall | 807.34 | Kg | D.01.1.2 | CK - 2.2.1.1.4a | 14729.1876 | 11891462.2879 | 0.03112 |  |  | 11891462.2879
- | Beton ready mix F'c 25 MPa | 1.14 | m3 | D.02.3.6 | Analisa Standar | 1233499.4336 | 1406189.3543 | 0.00368 |  |  | 1406189.3543
| TANGGA BETON | [6 empty] | 0 |  |  | 0
37 | Tangga Beton tipe A, tebal 150 mm | [6 empty] | 0 |  |  | 0
- | Bekisting untuk tangga beton (3x pakai) | 32.63 | m2 | D.03.14 | Analisa Standar | 140074.3993 | 4570627.6498 | 0.011961 | 0.011961 |  | 4570627.6498
- | Penulangan slab untuk BjTS | 2598.13 | Kg | D.01.1.4 | CK - 2.2.1.1.1a | 14261.6802 | 37053699.1349 | 0.096968 |  |  | 37053699.1349
- | Beton ready mix F'c 25 MPa | 5.22 | m3 | D.02.3.6 | Analisa Standar | 1233499.4336 | 6438867.0432 | 0.01685 |  |  | 6438867.0432
- | Stek besi P8-500 | 16.65 | Kg | D.01.1.4 | CK - 2.2.1.1.1a | 12000 | 199800 | 0.00052287 |  |  | 199800
- | Pasangan rollag bata merah | 1.47 | m3 | C.01.03 | CK - 3.6.1.10 | 1146912.5276 | 1685961.4156 | 0.0044121 |  |  | 1685961.4156
38 | Tangga Beton tipe B, tebal 150 mm | [6 empty] | 0 |  |  | 0
- | Bekisting untuk tangga beton (3x pakai) | 63.19 | m2 | D.03.14 | Analisa Standar | 140074.3993 | 8851301.293 | 0.023164 |  |  | 8851301.293
- | Penulangan slab untuk BjTS | 5032.01 | Kg | D.01.1.4 | CK - 2.2.1.1.1a | 14261.6802 | 71764917.2997 | 0.18781 |  |  | 71764917.2997
- | Beton ready mix F'c 25 MPa | 10.11 | m3 | D.02.3.6 | Analisa Standar | 1233499.4336 | 12470679.2733 | 0.032635 |  |  | 12470679.2733
- | Stek besi P8-500 | 33.3 | Kg | D.01.1.4 | CK - 2.2.1.1.1a | 12000 | 399600 | 0.0010457 |  |  | 399600
- | Pasangan rollag bata merah | 2.54 | m3 | C.01.03 | CK - 3.6.1.10 | 1146912.5276 | 2913157.8202 | 0.0076236 |  |  | 2913157.8202
39 | Tangga Beton tipe B, tebal 150 mm | [6 empty] | 0 |  |  | 0
- | Bekisting untuk tangga beton (3x pakai) | 32.63 | m2 | D.03.14 | Analisa Standar | 140074.3993 | 4570627.6498 | 0.011961 |  |  | 4570627.6498
- | Penulangan slab untuk BjTS | 2598.13 | Kg | D.01.1.4 | CK - 2.2.1.1.1a | 14261.6802 | 37053699.1349 | 0.096968 |  |  | 37053699.1349
- | Beton ready mix F'c 25 MPa | 5.22 | m3 | D.02.3.6 | Analisa Standar | 1233499.4336 | 6438867.0432 | 0.01685 |  |  | 6438867.0432
- | Stek besi P8-500 | 16.65 | Kg | D.01.1.4 | CK - 2.2.1.1.1a | 12000 | 199800 | 0.00052287 |  |  | 199800
- | Pasangan rollag bata merah | 1.47 | m3 | C.01.03 | CK - 3.6.1.10 | 1146912.5276 | 1685961.4156 | 0.0044121 |  |  | 1685961.4156
| PLAT BETON, ELV. -0.650 | [6 empty] | 0 |  |  | 0
40 | Plat beton A0, tebal 120 mm | [6 empty] | 0 |  |  | 0
- | Bekisting untuk plat lantai (3x pakai) | 22.91 | m2 | D.03.12 | Analisa Standar | 151990.0023 | 3482090.9519 | 0.0091125 |  |  | 3482090.9519
- | Besi wiremesh # M8-150 mm | 396.08 | m2 | D.01.1.5 | CK - 2.2.1.1.6b | 70993.7736 | 28119213.8579 | 0.073587 |  |  | 28119213.8579
- | Besi dowel | 153.83 | Kg | D.01.1.4 | CK - 2.2.1.1.1a | 14261.6802 | 2193874.2626 | 0.0057413 |  |  | 2193874.2626
- | Beton ready mix F'c 25 MPa | 47.53 | m3 | D.02.3.6 | Analisa Standar | 1233499.4336 | 58628228.077 | 0.15343 |  |  | 58628228.077
| PLAT BETON, ELV. -0.380 | [6 empty] | 0 |  |  | 0
41 | Plat beton A0, tebal 120 mm | [6 empty] | 0 |  |  | 0
- | Bekisting untuk plat lantai (3x pakai) | 5.16 | m2 | D.03.12 | Analisa Standar | 151990.0023 | 784268.4117 | 0.0020524 |  |  | 784268.4117
- | Besi wiremesh # M8-150 mm | 89.17 | m2 | D.01.1.5 | CK - 2.2.1.1.6b | 70993.7736 | 6330514.7943 | 0.016567 |  |  | 6330514.7943
- | Besi dowel | 34.63 | Kg | D.01.1.4 | CK - 2.2.1.1.1a | 14261.6802 | 493881.9848 | 0.0012925 |  |  | 493881.9848
- | Beton ready mix F'c 25 MPa | 10.7 | m3 | D.02.3.6 | Analisa Standar | 1233499.4336 | 13198443.9391 | 0.03454 |  |  | 13198443.9391
| PLAT BETON, ELV. -0.200 | [6 empty] | 0 |  |  | 0
42 | Plat beton A0, tebal 120 mm | [6 empty] | 0 |  |  | 0
- | Bekisting untuk plat lantai (3x pakai) | 127.5 | m2 | D.03.12 | Analisa Standar | 151990.0023 | 19378725.2889 | 0.050714 |  |  | 19378725.2889
- | Besi wiremesh # M8-150 mm | 2204.67 | m2 | D.01.1.5 | CK - 2.2.1.1.6b | 70993.7736 | 156517842.9008 | 0.4096 |  |  | 156517842.9008
- | Besi dowel | 856.27 | Kg | D.01.1.4 | CK - 2.2.1.1.1a | 14261.6802 | 12211848.8906 | 0.031958 |  |  | 12211848.8906
- | Beton ready mix F'c 25 MPa | 264.56 | m3 | D.02.3.6 | Analisa Standar | 1233499.4336 | 326334610.1419 | 0.85401 | 1.4007 |  | 326334610.1419
[8 empty] | 0 |  |  | 0
| LANTAI 02 | [6 empty] | 0 |  |  | 0
| Catatan : | [6 empty] | 0 |  |  | 0
| Pekerjaan beton bertulang meliputi : Beton ready mix, pembesian, bekisting, perancah/scafolding dan pembongkaran bekisting | [6 empty] | 0 |  |  | 0
| KOLOM, ELV. (+4.150) s/d (+8.350) | [6 empty] | 0 |  |  | 0
1 | Kolom K1, uk. 750 x 750 mm | [6 empty] | 0 |  |  | 0
- | Bekisting untuk kolom (3x pakai) | 138.61 | m2 | D.03.10 | Analisa Standar | 146105.2626 | 20251650.445 | 0.052998 |  |  | 20251650.445
- | Penulangan kolom, balok, ring balk, sloof, dan shearwall | 8157.03 | Kg | D.01.1.2 | CK - 2.2.1.1.4a | 14729.1876 | 120146424.8345 | 0.31442 |  |  | 120146424.8345
- | Beton ready mix F'c 25 MPa | 25.99 | m3 | D.02.3.6 | Analisa Standar | 1233499.4336 | 32058650.2782 | 0.083897 |  |  | 32058650.2782
2 | Kolom K2, uk. 750 x 750 mm | [6 empty] | 0 |  |  | 0
- | Bekisting untuk kolom (3x pakai) | 25.23 | m2 | D.03.10 | Analisa Standar | 146105.2626 | 3686235.7747 | 0.0096468 |  |  | 3686235.7747
- | Penulangan kolom, balok, ring balk, sloof, dan shearwall | 1166.86 | Kg | D.01.1.2 | CK - 2.2.1.1.4a | 14729.1876 | 17186899.8008 | 0.044978 |  |  | 17186899.8008
- | Beton ready mix F'c 25 MPa | 4.73 | m3 | D.02.3.6 | Analisa Standar | 1233499.4336 | 5834452.3207 | 0.015269 |  |  | 5834452.3207
3 | Kolom K4, uk. 700 x 700 mm | [6 empty] | 0 |  |  | 0
- | Bekisting untuk kolom (3x pakai) | 564.46 | m2 | D.03.10 | Analisa Standar | 146105.2626 | 82470576.5111 | 0.21582 |  |  | 82470576.5111
- | Penulangan kolom, balok, ring balk, sloof, dan shearwall | 27343.74 | Kg | D.01.1.2 | CK - 2.2.1.1.4a | 14729.1876 | 402751075.1591 | 1.054 |  |  | 402751075.1591
- | Beton ready mix F'c 25 MPa | 98.78 | m3 | D.02.3.6 | Analisa Standar | 1233499.4336 | 121845074.0468 | 0.31886 |  |  | 121845074.0468
4 | Kolom K5, uk. 700 x 700 mm | [6 empty] | 0 |  |  | 0
- | Bekisting untuk kolom (3x pakai) | 199.94 | m2 | D.03.10 | Analisa Standar | 146105.2626 | 29212286.1985 | 0.076448 |  |  | 29212286.1985
- | Penulangan kolom, balok, ring balk, sloof, dan shearwall | 7519.79 | Kg | D.01.1.2 | CK - 2.2.1.1.4a | 14729.1876 | 110760397.3513 | 0.28986 |  |  | 110760397.3513
- | Beton ready mix F'c 25 MPa | 34.99 | m3 | D.02.3.6 | Analisa Standar | 1233499.4336 | 43160145.1802 | 0.11295 |  |  | 43160145.1802
5 | Kolom K6, uk. 550 x 750 mm | [6 empty] | 0 |  |  | 0
- | Bekisting untuk kolom (3x pakai) | 10.9 | m2 | D.03.10 | Analisa Standar | 146105.2626 | 1592547.362 | 0.0041676 |  |  | 1592547.362
- | Penulangan kolom, balok, ring balk, sloof, dan shearwall | 420.65 | Kg | D.01.1.2 | CK - 2.2.1.1.4a | 14729.1876 | 6195832.7488 | 0.016214 |  |  | 6195832.7488
- | Beton ready mix F'c 25 MPa | 1.73 | m3 | D.02.3.6 | Analisa Standar | 1233499.4336 | 2133954.0201 | 0.0055845 |  |  | 2133954.0201
6 | Kolom K7, uk. 550 x 550 mm | [6 empty] | 0 |  |  | 0
- | Bekisting untuk kolom (3x pakai) | 18.47 | m2 | D.03.10 | Analisa Standar | 146105.2626 | 2698564.1997 | 0.0070621 |  |  | 2698564.1997
- | Penulangan kolom, balok, ring balk, sloof, dan shearwall | 637.63 | Kg | D.01.1.2 | CK - 2.2.1.1.4a | 14729.1876 | 9391771.8664 | 0.024578 |  |  | 9391771.8664
- | Beton ready mix F'c 25 MPa | 2.54 | m3 | D.02.3.6 | Analisa Standar | 1233499.4336 | 3133088.5612 | 0.0081992 | 0.87613 |  | 3133088.5612
7 | Kolom K8, uk. 250 x 500 x 500 mm (L) | [6 empty] | 0 |  |  | 0
- | Bekisting untuk kolom (3x pakai) | 25.17 | m2 | D.03.10 | Analisa Standar | 146105.2626 | 3677469.4589 | 0.0096238 |  |  | 3677469.4589
- | Penulangan kolom, balok, ring balk, sloof, dan shearwall | 464.68 | Kg | D.01.1.2 | CK - 2.2.1.1.4a | 14729.1876 | 6844358.8772 | 0.017911 |  |  | 6844358.8772
- | Beton ready mix F'c 25 MPa | 2.36 | m3 | D.02.3.6 | Analisa Standar | 1233499.4336 | 2911058.6632 | 0.0076182 |  |  | 2911058.6632
| BALOK, ELV. +4.150 | [6 empty] | 0 |  |  | 0
8 | Balok B1, uk. 350 x 700 mm, Elv. +4.150 | [6 empty] | 0 |  |  | 0
- | Bekisting untuk balok (3x pakai) | 652.13 | m2 | D.03.11 | Analisa Standar | 147164.8982 | 95970645.0808 | 0.25115 |  |  | 95970645.0808
- | Penulangan kolom, balok, ring balk, sloof, dan shearwall | 29981.26 | Kg | D.01.1.2 | CK - 2.2.1.1.4a | 14729.1876 | 441599601.9427 | 1.1557 |  |  | 441599601.9427
- | Beton ready mix F'c 25 MPa | 87.67 | m3 | D.02.3.6 | Analisa Standar | 1233499.4336 | 108140895.34 | 0.283 |  |  | 108140895.34
9 | Balok B2, uk. 400 x 700 mm, Elv. +4.150 | [6 empty] | 0 |  |  | 0
- | Bekisting untuk balok (3x pakai) | 11.3 | m2 | D.03.11 | Analisa Standar | 147164.8982 | 1662963.35 | 0.0043519 |  |  | 1662963.35
- | Penulangan kolom, balok, ring balk, sloof, dan shearwall | 730.85 | Kg | D.01.1.2 | CK - 2.2.1.1.4a | 14729.1876 | 10764826.7311 | 0.028171 |  |  | 10764826.7311
- | Beton ready mix F'c 25 MPa | 1.68 | m3 | D.02.3.6 | Analisa Standar | 1233499.4336 | 2072279.0484 | 0.0054231 |  |  | 2072279.0484
10 | Balok B4, uk. 300 x 450 mm, Elv. +4.150 | [6 empty] | 0 |  |  | 0
- | Bekisting untuk balok (3x pakai) | 136.63 | m2 | D.03.11 | Analisa Standar | 147164.8982 | 20107140.0448 | 0.05262 |  |  | 20107140.0448
- | Penulangan kolom, balok, ring balk, sloof, dan shearwall | 5522.92 | Kg | D.01.1.2 | CK - 2.2.1.1.4a | 14729.1876 | 81348124.5805 | 0.21289 |  |  | 81348124.5805
- | Beton ready mix F'c 25 MPa | 14.09 | m3 | D.02.3.6 | Analisa Standar | 1233499.4336 | 17380007.0188 | 0.045483 |  |  | 17380007.0188
11 | Balok B5, uk. 300 x 500 mm, Elv. +4.150 | [6 empty] | 0 |  |  | 0
- | Bekisting untuk balok (3x pakai) | 68.71 | m2 | D.03.11 | Analisa Standar | 147164.8982 | 10111700.1572 | 0.026462 |  |  | 10111700.1572
- | Penulangan kolom, balok, ring balk, sloof, dan shearwall | 2504.08 | Kg | D.01.1.2 | CK - 2.2.1.1.4a | 14729.1876 | 36883063.9951 | 0.096522 |  |  | 36883063.9951
- | Beton ready mix F'c 25 MPa | 7.39 | m3 | D.02.3.6 | Analisa Standar | 1233499.4336 | 9115560.814 | 0.023855 |  |  | 9115560.814
12 | Balok B7, uk. 450 x 800 mm, Elv. +4.150 | [6 empty] | 0 |  |  | 0
- | Bekisting untuk balok (3x pakai) | 66.96 | m2 | D.03.11 | Analisa Standar | 147164.8982 | 9854161.5853 | 0.025788 |  |  | 9854161.5853
- | Penulangan kolom, balok, ring balk, sloof, dan shearwall | 4055.5 | Kg | D.01.1.2 | CK - 2.2.1.1.4a | 14729.1876 | 59734220.1655 | 0.15632 |  |  | 59734220.1655
- | Beton ready mix F'c 25 MPa | 11.32 | m3 | D.02.3.6 | Analisa Standar | 1233499.4336 | 13963213.5879 | 0.036541 |  |  | 13963213.5879
13 | Balok B7a, uk. 450 x 800 mm, Elv. +4.150 | [6 empty] | 0 |  |  | 0
- | Bekisting untuk balok (3x pakai) | 66.01 | m2 | D.03.11 | Analisa Standar | 147164.8982 | 9714354.932 | 0.025422 |  |  | 9714354.932
- | Penulangan kolom, balok, ring balk, sloof, dan shearwall | 4903.78 | Kg | D.01.1.2 | CK - 2.2.1.1.4a | 14729.1876 | 72228695.3922 | 0.18902 |  |  | 72228695.3922
- | Beton ready mix F'c 25 MPa | 11.16 | m3 | D.02.3.6 | Analisa Standar | 1233499.4336 | 13765853.6785 | 0.036025 |  |  | 13765853.6785
14 | Balok B8, uk. 450 x 800 mm, Elv. +4.150 | [6 empty] | 0 |  |  | 0
- | Bekisting untuk balok (3x pakai) | 16.74 | m2 | D.03.11 | Analisa Standar | 147164.8982 | 2463540.3963 | 0.006447 |  |  | 2463540.3963
- | Penulangan kolom, balok, ring balk, sloof, dan shearwall | 573.92 | Kg | D.01.1.2 | CK - 2.2.1.1.4a | 14729.1876 | 8453375.3267 | 0.022122 |  |  | 8453375.3267
- | Beton ready mix F'c 25 MPa | 2.83 | m3 | D.02.3.6 | Analisa Standar | 1233499.4336 | 3490803.397 | 0.0091353 |  |  | 3490803.397
15 | Balok B9, uk. 300 x 550 mm, Elv. +4.150 | [6 empty] | 0 |  |  | 0
- | Bekisting untuk balok (3x pakai) | 151.25 | m2 | D.03.11 | Analisa Standar | 147164.8982 | 22258690.8568 | 0.05825 |  |  | 22258690.8568
- | Penulangan kolom, balok, ring balk, sloof, dan shearwall | 5399.7 | Kg | D.01.1.2 | CK - 2.2.1.1.4a | 14729.1876 | 79533194.0889 | 0.20814 |  |  | 79533194.0889
- | Beton ready mix F'c 25 MPa | 16.82 | m3 | D.02.3.6 | Analisa Standar | 1233499.4336 | 20747460.4724 | 0.054295 |  |  | 20747460.4724
16 | Balok B10, uk. 300 x 650 mm, Elv. +4.150 | [6 empty] | 0 |  |  | 0
- | Bekisting untuk balok (3x pakai) | 44.99 | m2 | D.03.11 | Analisa Standar | 147164.8982 | 6620948.7712 | 0.017327 |  |  | 6620948.7712
- | Penulangan kolom, balok, ring balk, sloof, dan shearwall | 1669.5 | Kg | D.01.1.2 | CK - 2.2.1.1.4a | 14729.1876 | 24590378.638 | 0.064352 |  |  | 24590378.638
- | Beton ready mix F'c 25 MPa | 5.26 | m3 | D.02.3.6 | Analisa Standar | 1233499.4336 | 6488207.0205 | 0.016979 |  |  | 6488207.0205
17 | Balok B11, uk. 250 x 450 mm, Elv. +4.150 | [6 empty] | 0 |  |  | 0
- | Bekisting untuk balok (3x pakai) | 23.16 | m2 | D.03.11 | Analisa Standar | 147164.8982 | 3408339.0429 | 0.0089195 |  |  | 3408339.0429
- | Penulangan kolom, balok, ring balk, sloof, dan shearwall | 819.6 | Kg | D.01.1.2 | CK - 2.2.1.1.4a | 14729.1876 | 12072042.1274 | 0.031592 |  |  | 12072042.1274
- | Beton ready mix F'c 25 MPa | 2.1 | m3 | D.02.3.6 | Analisa Standar | 1233499.4336 | 2590348.8105 | 0.0067789 |  |  | 2590348.8105
18 | Balok B12, uk. 250 x 400 mm, Elv. +4.150 | [6 empty] | 0 |  |  | 0
- | Bekisting untuk balok (3x pakai) | 155.17 | m2 | D.03.11 | Analisa Standar | 147164.8982 | 22835577.2579 | 0.05976 |  |  | 22835577.2579
- | Penulangan kolom, balok, ring balk, sloof, dan shearwall | 4791.24 | Kg | D.01.1.2 | CK - 2.2.1.1.4a | 14729.1876 | 70571072.6238 | 0.18468 |  |  | 70571072.6238
- | Beton ready mix F'c 25 MPa | 13.41 | m3 | D.02.3.6 | Analisa Standar | 1233499.4336 | 16541227.404 | 0.043288 |  |  | 16541227.404
19 | Balok B13, uk. 250 x 350 mm, Elv. +4.150 | [6 empty] | 0 |  |  | 0
- | Bekisting untuk balok (3x pakai) | 52.6 | m2 | D.03.11 | Analisa Standar | 147164.8982 | 7740873.6467 | 0.020258 |  |  | 7740873.6467
- | Penulangan kolom, balok, ring balk, sloof, dan shearwall | 1523.32 | Kg | D.01.1.2 | CK - 2.2.1.1.4a | 14729.1876 | 22437265.9999 | 0.058718 |  |  | 22437265.9999
- | Beton ready mix F'c 25 MPa | 4.26 | m3 | D.02.3.6 | Analisa Standar | 1233499.4336 | 5254707.587 | 0.013751 |  |  | 5254707.587
20 | Balok B14, uk. 250 x 500 mm, Elv. +4.150 | [6 empty] | 0 |  |  | 0
- | Bekisting untuk balok (3x pakai) | 5.42 | m2 | D.03.11 | Analisa Standar | 147164.8982 | 797633.7484 | 0.0020874 |  |  | 797633.7484
- | Penulangan kolom, balok, ring balk, sloof, dan shearwall | 152.67 | Kg | D.01.1.2 | CK - 2.2.1.1.4a | 14729.1876 | 2248705.0654 | 0.0058848 |  |  | 2248705.0654
- | Beton ready mix F'c 25 MPa | 0.51 | m3 | D.02.3.6 | Analisa Standar | 1233499.4336 | 629084.7111 | 0.0016463 |  |  | 629084.7111
21 | Balok B17, uk. 300 x 500 mm, Elv. +4.150 | [6 empty] | 0 |  |  | 0
- | Bekisting untuk balok (3x pakai) | 55.88 | m2 | D.03.11 | Analisa Standar | 147164.8982 | 8223574.5129 | 0.021521 |  |  | 8223574.5129
- | Penulangan kolom, balok, ring balk, sloof, dan shearwall | 2539.86 | Kg | D.01.1.2 | CK - 2.2.1.1.4a | 14729.1876 | 37410074.3261 | 0.097901 |  |  | 37410074.3261
- | Beton ready mix F'c 25 MPa | 6.01 | m3 | D.02.3.6 | Analisa Standar | 1233499.4336 | 7413331.5957 | 0.0194 |  |  | 7413331.5957
22 | Balok B18, uk. 250 x 400 mm, Elv. +4.150 | [6 empty] | 0 |  |  | 0
- | Bekisting untuk balok (3x pakai) | 19.09 | m2 | D.03.11 | Analisa Standar | 147164.8982 | 2809377.9072 | 0.0073521 |  |  | 2809377.9072
- | Penulangan kolom, balok, ring balk, sloof, dan shearwall | 765.78 | Kg | D.01.1.2 | CK - 2.2.1.1.4a | 14729.1876 | 11279317.2527 | 0.029518 |  |  | 11279317.2527
- | Beton ready mix F'c 25 MPa | 1.65 | m3 | D.02.3.6 | Analisa Standar | 1233499.4336 | 2035274.0654 | 0.0053263 |  |  | 2035274.0654
23 | Balok B20, uk. 300 x 550 mm, Elv. +4.150 | [6 empty] | 0 |  |  | 0
- | Bekisting untuk balok (3x pakai) | 29.04 | m2 | D.03.11 | Analisa Standar | 147164.8982 | 4273668.6445 | 0.011184 |  |  | 4273668.6445
- | Penulangan kolom, balok, ring balk, sloof, dan shearwall | 1246.01 | Kg | D.01.1.2 | CK - 2.2.1.1.4a | 14729.1876 | 18352714.9965 | 0.048029 |  |  | 18352714.9965
- | Beton ready mix F'c 25 MPa | 3.23 | m3 | D.02.3.6 | Analisa Standar | 1233499.4336 | 3984203.1704 | 0.010427 |  |  | 3984203.1704
24 | Balok B21, uk. 400 x 850 mm, Elv. +4.150 | [6 empty] | 0 |  |  | 0
- | Bekisting untuk balok (3x pakai) | 16.18 | m2 | D.03.11 | Analisa Standar | 147164.8982 | 2381128.0533 | 0.0062313 |  |  | 2381128.0533
- | Penulangan kolom, balok, ring balk, sloof, dan shearwall | 948.22 | Kg | D.01.1.2 | CK - 2.2.1.1.4a | 14729.1876 | 13966510.2319 | 0.03655 |  |  | 13966510.2319
- | Beton ready mix F'c 25 MPa | 2.54 | m3 | D.02.3.6 | Analisa Standar | 1233499.4336 | 3133088.5612 | 0.0081992 |  |  | 3133088.5612
25 | Balok L1, uk. 120 x 550 mm, Elv. +4.150 | [6 empty] | 0 |  |  | 0
- | Bekisting untuk balok (3x pakai) | 160.62 | m2 | D.03.11 | Analisa Standar | 147164.8982 | 23637625.9532 | 0.061859 |  |  | 23637625.9532
- | Penulangan kolom, balok, ring balk, sloof, dan shearwall | 3168.47 | Kg | D.01.1.2 | CK - 2.2.1.1.4a | 14729.1876 | 46668988.9207 | 0.12213 |  |  | 46668988.9207
- | Beton ready mix F'c 25 MPa | 8.38 | m3 | D.02.3.6 | Analisa Standar | 1233499.4336 | 10336725.2532 | 0.027051 |  |  | 10336725.2532
26 | Balok L2, uk. 120 x 550 mm, Elv. +4.150 | [6 empty] | 0 |  |  | 0
- | Bekisting untuk balok (3x pakai) | 45.43 | m2 | D.03.11 | Analisa Standar | 147164.8982 | 6685701.3265 | 0.017496 |  |  | 6685701.3265
- | Penulangan kolom, balok, ring balk, sloof, dan shearwall | 896.1 | Kg | D.01.1.2 | CK - 2.2.1.1.4a | 14729.1876 | 13198824.976 | 0.034541 |  |  | 13198824.976
- | Beton ready mix F'c 25 MPa | 2.37 | m3 | D.02.3.6 | Analisa Standar | 1233499.4336 | 2923393.6575 | 0.0076504 |  |  | 2923393.6575
27 | Balok L3, uk. 150 x 550 mm, Elv. +4.150 | [6 empty] | 0 |  |  | 0
- | Bekisting untuk balok (3x pakai) | 15.04 | m2 | D.03.11 | Analisa Standar | 147164.8982 | 2213360.0693 | 0.0057923 |  |  | 2213360.0693
- | Penulangan kolom, balok, ring balk, sloof, dan shearwall | 293.26 | Kg | D.01.1.2 | CK - 2.2.1.1.4a | 14729.1876 | 4319481.545 | 0.011304 |  |  | 4319481.545
- | Beton ready mix F'c 25 MPa | 0.95 | m3 | D.02.3.6 | Analisa Standar | 1233499.4336 | 1171824.4619 | 0.0030666 |  |  | 1171824.4619
28 | Balok L4, uk. 120 x 400 mm, Elv. +4.150 | [6 empty] | 0 |  |  | 0
- | Bekisting untuk balok (3x pakai) | 5.58 | m2 | D.03.11 | Analisa Standar | 147164.8982 | 821180.1321 | 0.002149 |  |  | 821180.1321
- | Penulangan kolom, balok, ring balk, sloof, dan shearwall | 135.23 | Kg | D.01.1.2 | CK - 2.2.1.1.4a | 14729.1876 | 1991828.0343 | 0.0052126 |  |  | 1991828.0343
- | Beton ready mix F'c 25 MPa | 0.27 | m3 | D.02.3.6 | Analisa Standar | 1233499.4336 | 333044.8471 | 0.00087157 | 4.1499 |  | 333044.8471
| BALOK, ELV. +5.500 | [6 empty] | 0 |  |  | 0
29 | Balok B23, uk. 250 x 400 mm, Elv. +5.500 | [6 empty] | 0 |  |  | 0
- | Bekisting untuk balok (3x pakai) | 6.09 | m2 | D.03.11 | Analisa Standar | 147164.8982 | 896234.2302 | 0.0023454 |  |  | 896234.2302
- | Penulangan kolom, balok, ring balk, sloof, dan shearwall | 155.03 | Kg | D.01.1.2 | CK - 2.2.1.1.4a | 14729.1876 | 2283465.948 | 0.0059758 |  |  | 2283465.948
- | Beton ready mix F'c 25 MPa | 0.58 | m3 | D.02.3.6 | Analisa Standar | 1233499.4336 | 715429.6715 | 0.0018723 |  |  | 715429.6715
| BALOK, ELV. +6.250 | [6 empty] | 0 |  |  | 0
30 | Balok B4, uk. 300 x 450 mm, Elv. +6.250 | [6 empty] | 0 |  |  | 0
- | Bekisting untuk balok (3x pakai) | 8.82 | m2 | D.03.11 | Analisa Standar | 147164.8982 | 1297994.4024 | 0.0033968 |  |  | 1297994.4024
- | Penulangan kolom, balok, ring balk, sloof, dan shearwall | 356.7 | Kg | D.01.1.2 | CK - 2.2.1.1.4a | 14729.1876 | 5253901.2041 | 0.013749 |  |  | 5253901.2041
- | Beton ready mix F'c 25 MPa | 0.91 | m3 | D.02.3.6 | Analisa Standar | 1233499.4336 | 1122484.4845 | 0.0029375 |  |  | 1122484.4845
| BALOK, ELV. +6.800 | [6 empty] | 0 |  |  | 0
31 | Balok B23, uk. 250 x 400 mm, Elv. +6.800 | [6 empty] | 0 |  |  | 0
- | Bekisting untuk balok (3x pakai) | 8.82 | m2 | D.03.11 | Analisa Standar | 147164.8982 | 1297994.4024 | 0.0033968 |  |  | 1297994.4024
- | Penulangan kolom, balok, ring balk, sloof, dan shearwall | 224.53 | Kg | D.01.1.2 | CK - 2.2.1.1.4a | 14729.1876 | 3307144.4837 | 0.0086547 |  |  | 3307144.4837
- | Beton ready mix F'c 25 MPa | 0.84 | m3 | D.02.3.6 | Analisa Standar | 1233499.4336 | 1036139.5242 | 0.0027115 |  |  | 1036139.5242
| BALOK MIRING, ELV. (+4.150) S/D (+8.350) | [6 empty] | 0 |  |  | 0
32 | Balok B6, uk. 300 x 650 mm | [6 empty] | 0 |  |  | 0
- | Bekisting untuk balok (3x pakai) | 40.03 | m2 | D.03.11 | Analisa Standar | 147164.8982 | 5891010.876 | 0.015417 |  |  | 5891010.876
- | Penulangan kolom, balok, ring balk, sloof, dan shearwall | 3076.37 | Kg | D.01.1.2 | CK - 2.2.1.1.4a | 14729.1876 | 45312430.746 | 0.11858 |  |  | 45312430.746
- | Beton ready mix F'c 25 MPa | 4.68 | m3 | D.02.3.6 | Analisa Standar | 1233499.4336 | 5772777.349 | 0.015107 |  |  | 5772777.349
33 | Balok B22, uk. 250 x 700 mm | [6 empty] | 0 |  |  | 0
- | Bekisting untuk balok (3x pakai) | 11.09 | m2 | D.03.11 | Analisa Standar | 147164.8982 | 1632058.7213 | 0.004271 |  |  | 1632058.7213
- | Penulangan kolom, balok, ring balk, sloof, dan shearwall | 807.34 | Kg | D.01.1.2 | CK - 2.2.1.1.4a | 14729.1876 | 11891462.2879 | 0.03112 |  |  | 11891462.2879
- | Beton ready mix F'c 25 MPa | 1.14 | m3 | D.02.3.6 | Analisa Standar | 1233499.4336 | 1406189.3543 | 0.00368 |  |  | 1406189.3543
| TANGGA BETON | [6 empty] | 0 |  |  | 0
34 | Tangga Beton tipe A, tebal 150 mm | [6 empty] | 0 |  |  | 0
- | Bekisting untuk tangga beton (3x pakai) | 31.19 | m2 | D.03.14 | Analisa Standar | 140074.3993 | 4368920.5148 | 0.011433 |  |  | 4368920.5148
- | Penulangan slab untuk BjTS | 2483.65 | Kg | D.01.1.4 | CK - 2.2.1.1.1a | 14261.6802 | 35421021.9875 | 0.092696 |  |  | 35421021.9875
- | Beton ready mix F'c 25 MPa | 4.99 | m3 | D.02.3.6 | Analisa Standar | 1233499.4336 | 6155162.1735 | 0.016108 |  |  | 6155162.1735
- | Stek besi P8-500 | 16.65 | Kg | D.01.1.4 | CK - 2.2.1.1.1a | 12000 | 199800 | 0.00052287 |  |  | 199800
- | Pasangan rollag bata merah | 1.47 | m3 | C.01.03 | CK - 3.6.1.10 | 1146912.5276 | 1685961.4156 | 0.0044121 |  |  | 1685961.4156
35 | Tangga Beton tipe B, tebal 150 mm | [6 empty] | 0 |  |  | 0
- | Bekisting untuk tangga beton (3x pakai) | 65.06 | m2 | D.03.14 | Analisa Standar | 140074.3993 | 9113240.4197 | 0.023849 |  |  | 9113240.4197
- | Penulangan slab untuk BjTS | 5181.32 | Kg | D.01.1.4 | CK - 2.2.1.1.1a | 14261.6802 | 73894328.7679 | 0.19338 |  |  | 73894328.7679
- | Beton ready mix F'c 25 MPa | 10.41 | m3 | D.02.3.6 | Analisa Standar | 1233499.4336 | 12840729.1033 | 0.033604 |  |  | 12840729.1033
- | Stek besi P8-500 | 33.3 | Kg | D.01.1.4 | CK - 2.2.1.1.1a | 12000 | 399600 | 0.0010457 |  |  | 399600
- | Pasangan rollag bata merah | 2.54 | m3 | C.01.03 | CK - 3.6.1.10 | 1146912.5276 | 2913157.8202 | 0.0076236 |  |  | 2913157.8202
36 | Tangga Beton tipe B, tebal 150 mm | [6 empty] | 0 |  |  | 0
- | Bekisting untuk tangga beton (3x pakai) | 31.19 | m2 | D.03.14 | Analisa Standar | 140074.3993 | 4368920.5148 | 0.011433 |  |  | 4368920.5148
- | Penulangan slab untuk BjTS | 2483.65 | Kg | D.01.1.4 | CK - 2.2.1.1.1a | 14261.6802 | 35421021.9875 | 0.092696 |  |  | 35421021.9875
- | Beton ready mix F'c 25 MPa | 4.99 | m3 | D.02.3.6 | Analisa Standar | 1233499.4336 | 6155162.1735 | 0.016108 |  |  | 6155162.1735
- | Stek besi P8-500 | 16.65 | Kg | D.01.1.4 | CK - 2.2.1.1.1a | 12000 | 199800 | 0.00052287 |  |  | 199800
- | Pasangan rollag bata merah | 1.47 | m3 | C.01.03 | CK - 3.6.1.10 | 1146912.5276 | 1685961.4156 | 0.0044121 |  |  | 1685961.4156
| PLAT BETON, ELV. +4.150 | [6 empty] | 0 |  |  | 0
37 | Plat beton A1, tebal 120 mm | [6 empty] | 0 |  |  | 0
- | Bekisting untuk plat lantai (3x pakai) | 274.33 | m2 | D.03.12 | Analisa Standar | 151990.0023 | 41695417.3216 | 0.10912 |  |  | 41695417.3216
- | Penulangan slab untuk BjTS | 5630.88 | Kg | D.01.1.4 | CK - 2.2.1.1.1a | 14261.6802 | 80305809.7112 | 0.21016 |  |  | 80305809.7112
- | Beton ready mix F'c 25 MPa | 32.92 | m3 | D.02.3.6 | Analisa Standar | 1233499.4336 | 40606801.3527 | 0.10627 |  |  | 40606801.3527
38 | Plat beton A1a, tebal 120 mm | [6 empty] | 0 |  |  | 0
- | Bekisting untuk plat lantai (3x pakai) | 1952.17 | m2 | D.03.12 | Analisa Standar | 151990.0023 | 296710322.7232 | 0.77648 |  |  | 296710322.7232
- | Penulangan slab untuk BjTS | 34477.19 | Kg | D.01.1.4 | CK - 2.2.1.1.1a | 14261.6802 | 491702657.4027 | 1.2868 |  |  | 491702657.4027
- | Beton ready mix F'c 25 MPa | 234.26 | m3 | D.02.3.6 | Analisa Standar | 1233499.4336 | 288959577.3051 | 0.7562 |  |  | 288959577.3051
39 | Plat beton A2, tebal 120 mm | [6 empty] | 0 |  |  | 0
- | Bekisting untuk plat lantai (3x pakai) | 107.08 | m2 | D.03.12 | Analisa Standar | 151990.0023 | 16275089.4426 | 0.042591 |  |  | 16275089.4426
- | Penulangan slab untuk BjTS | 1676.38 | Kg | D.01.1.4 | CK - 2.2.1.1.1a | 14261.6802 | 23907995.4259 | 0.062567 |  |  | 23907995.4259
- | Beton ready mix F'c 25 MPa | 12.85 | m3 | D.02.3.6 | Analisa Standar | 1233499.4336 | 15850467.7212 | 0.04148 |  |  | 15850467.7212
40 | Plat beton A2a, tebal 120 mm | [6 empty] | 0 |  |  | 0
- | Bekisting untuk plat lantai (3x pakai) | 62.67 | m2 | D.03.12 | Analisa Standar | 151990.0023 | 9525213.442 | 0.024927 |  |  | 9525213.442
- | Penulangan slab untuk BjTS | 912.36 | Kg | D.01.1.4 | CK - 2.2.1.1.1a | 14261.6802 | 13011786.5321 | 0.034051 |  |  | 13011786.5321
- | Beton ready mix F'c 25 MPa | 7.52 | m3 | D.02.3.6 | Analisa Standar | 1233499.4336 | 9275915.7404 | 0.024275 |  |  | 9275915.7404
41 | Plat beton A3, tebal 150 mm | [6 empty] | 0 |  |  | 0
- | Bekisting untuk plat lantai (3x pakai) | 52 | m2 | D.03.12 | Analisa Standar | 151990.0023 | 7903480.1178 | 0.020683 |  |  | 7903480.1178
- | Penulangan slab untuk BjTS | 1482.23 | Kg | D.01.1.4 | CK - 2.2.1.1.1a | 14261.6802 | 21139090.2183 | 0.05532 |  |  | 21139090.2183
- | Beton ready mix F'c 25 MPa | 7.8 | m3 | D.02.3.6 | Analisa Standar | 1233499.4336 | 9621295.5817 | 0.025179 |  |  | 9621295.5817
42 | Plat beton A5, tebal 210 mm | [6 empty] | 0 |  |  | 0
- | Bekisting untuk plat lantai (3x pakai) | 144 | m2 | D.03.12 | Analisa Standar | 151990.0023 | 21886560.3263 | 0.057276 |  |  | 21886560.3263
- | Penulangan slab untuk BjTS | 5141.54 | Kg | D.01.1.4 | CK - 2.2.1.1.1a | 14261.6802 | 73326999.1302 | 0.19189 |  |  | 73326999.1302
- | Beton ready mix F'c 25 MPa | 30.24 | m3 | D.02.3.6 | Analisa Standar | 1233499.4336 | 37301022.8708 | 0.097616 | 3.9229 |  | 37301022.8708
[8 empty] | 0 |  |  | 0
| LANTAI 03 | [6 empty] | 0 |  |  | 0
| Catatan : | [6 empty] | 0 |  |  | 0
| Pekerjaan beton bertulang meliputi : Beton ready mix, pembesian, bekisting, perancah/scafolding dan pembongkaran bekisting | [6 empty] | 0 |  |  | 0
| KOLOM, ELV. (+8.350) s/d (+12.550) | [6 empty] | 0 |  |  | 0
1 | Kolom K3, uk. 750 x 750 mm | [6 empty] | 0 |  |  | 0
- | Bekisting untuk kolom (3x pakai) | 163.79 | m2 | D.03.10 | Analisa Standar | 147164.8982 | 24104138.6806 | 0.06308 |  |  | 24104138.6806
- | Penulangan kolom, balok, ring balk, sloof, dan shearwall | 6544.71 | Kg | D.01.1.2 | CK - 2.2.1.1.4a | 14729.1876 | 96398261.1415 | 0.25227 |  |  | 96398261.1415
- | Beton ready mix F'c 25 MPa | 30.71 | m3 | D.02.3.6 | Analisa Standar | 1233499.4336 | 37880767.6045 | 0.099133 |  |  | 37880767.6045
2 | Kolom K5, uk. 700 x 700 mm | [6 empty] | 0 |  |  | 0
- | Bekisting untuk kolom (3x pakai) | 576.23 | m2 | D.03.10 | Analisa Standar | 147164.8982 | 84800829.3054 | 0.22192 |  |  | 84800829.3054
- | Penulangan kolom, balok, ring balk, sloof, dan shearwall | 21671.79 | Kg | D.01.1.2 | CK - 2.2.1.1.4a | 14729.1876 | 319207859.756 | 0.83536 |  |  | 319207859.756
- | Beton ready mix F'c 25 MPa | 100.84 | m3 | D.02.3.6 | Analisa Standar | 1233499.4336 | 124386082.8799 | 0.32551 |  |  | 124386082.8799
3 | Kolom K6, uk. 550 x 750 mm | [6 empty] | 0 |  |  | 0
- | Bekisting untuk kolom (3x pakai) | 10.9 | m2 | D.03.10 | Analisa Standar | 147164.8982 | 1604097.3907 | 0.0041979 |  |  | 1604097.3907
- | Penulangan kolom, balok, ring balk, sloof, dan shearwall | 420.65 | Kg | D.01.1.2 | CK - 2.2.1.1.4a | 14729.1876 | 6195832.7488 | 0.016214 |  |  | 6195832.7488
- | Beton ready mix F'c 25 MPa | 1.73 | m3 | D.02.3.6 | Analisa Standar | 1233499.4336 | 2133954.0201 | 0.0055845 |  |  | 2133954.0201
4 | Kolom K8, uk. 250 x 500 x 500 mm (L) | [6 empty] | 0 |  |  | 0
- | Bekisting untuk kolom (3x pakai) | 25.17 | m2 | D.03.10 | Analisa Standar | 147164.8982 | 3704140.4884 | 0.0096936 |  |  | 3704140.4884
- | Penulangan kolom, balok, ring balk, sloof, dan shearwall | 464.68 | Kg | D.01.1.2 | CK - 2.2.1.1.4a | 14729.1876 | 6844358.8772 | 0.017911 |  |  | 6844358.8772
- | Beton ready mix F'c 25 MPa | 2.36 | m3 | D.02.3.6 | Analisa Standar | 1233499.4336 | 2911058.6632 | 0.0076182 |  |  | 2911058.6632
| BALOK, ELV. +8.350 | [6 empty] | 0 |  |  | 0
5 | Balok B1, uk. 350 x 700 mm, Elv. +8.350 | [6 empty] | 0 |  |  | 0
- | Bekisting untuk balok (3x pakai) | 707.17 | m2 | D.03.11 | Analisa Standar | 147164.8982 | 104070601.0792 | 0.27235 |  |  | 104070601.0792
- | Penulangan kolom, balok, ring balk, sloof, dan shearwall | 32511.9 | Kg | D.01.1.2 | CK - 2.2.1.1.4a | 14729.1876 | 478873873.1595 | 1.2532 |  |  | 478873873.1595
- | Beton ready mix F'c 25 MPa | 95.07 | m3 | D.02.3.6 | Analisa Standar | 1233499.4336 | 117268791.1483 | 0.30689 |  |  | 117268791.1483
6 | Balok B2, uk. 400 x 700 mm, Elv. +8.350 | [6 empty] | 0 |  |  | 0
- | Bekisting untuk balok (3x pakai) | 11.3 | m2 | D.03.11 | Analisa Standar | 147164.8982 | 1662963.35 | 0.0043519 |  |  | 1662963.35
- | Penulangan kolom, balok, ring balk, sloof, dan shearwall | 730.85 | Kg | D.01.1.2 | CK - 2.2.1.1.4a | 14729.1876 | 10764826.7311 | 0.028171 |  |  | 10764826.7311
- | Beton ready mix F'c 25 MPa | 1.68 | m3 | D.02.3.6 | Analisa Standar | 1233499.4336 | 2072279.0484 | 0.0054231 |  |  | 2072279.0484
7 | Balok B4, uk. 300 x 450 mm, Elv. +8.350 | [6 empty] | 0 |  |  | 0
- | Bekisting untuk balok (3x pakai) | 142.93 | m2 | D.03.11 | Analisa Standar | 147164.8982 | 21034278.9036 | 0.055046 |  |  | 21034278.9036
- | Penulangan kolom, balok, ring balk, sloof, dan shearwall | 5777.7 | Kg | D.01.1.2 | CK - 2.2.1.1.4a | 14729.1876 | 85100826.9881 | 0.22271 |  |  | 85100826.9881
- | Beton ready mix F'c 25 MPa | 14.74 | m3 | D.02.3.6 | Analisa Standar | 1233499.4336 | 18181781.6506 | 0.047581 |  |  | 18181781.6506
8 | Balok B5, uk. 300 x 500 mm, Elv. +8.350 | [6 empty] | 0 |  |  | 0
- | Bekisting untuk balok (3x pakai) | 61.74 | m2 | D.03.11 | Analisa Standar | 147164.8982 | 9085960.8165 | 0.023778 |  |  | 9085960.8165
- | Penulangan kolom, balok, ring balk, sloof, dan shearwall | 2249.95 | Kg | D.01.1.2 | CK - 2.2.1.1.4a | 14729.1876 | 33139935.5594 | 0.086726 |  |  | 33139935.5594
- | Beton ready mix F'c 25 MPa | 6.64 | m3 | D.02.3.6 | Analisa Standar | 1233499.4336 | 8190436.2388 | 0.021434 |  |  | 8190436.2388
9 | Balok B7, uk. 450 x 800 mm, Elv. +8.350 | [6 empty] | 0 |  |  | 0
- | Bekisting untuk balok (3x pakai) | 66.96 | m2 | D.03.11 | Analisa Standar | 147164.8982 | 9854161.5853 | 0.025788 |  |  | 9854161.5853
- | Penulangan kolom, balok, ring balk, sloof, dan shearwall | 4055.5 | Kg | D.01.1.2 | CK - 2.2.1.1.4a | 14729.1876 | 59734220.1655 | 0.15632 |  |  | 59734220.1655
- | Beton ready mix F'c 25 MPa | 11.32 | m3 | D.02.3.6 | Analisa Standar | 1233499.4336 | 13963213.5879 | 0.036541 |  |  | 13963213.5879
10 | Balok B8, uk. 450 x 800 mm, Elv. +8.350 | [6 empty] | 0 |  |  | 0
- | Bekisting untuk balok (3x pakai) | 16.74 | m2 | D.03.11 | Analisa Standar | 147164.8982 | 2463540.3963 | 0.006447 |  |  | 2463540.3963
- | Penulangan kolom, balok, ring balk, sloof, dan shearwall | 573.92 | Kg | D.01.1.2 | CK - 2.2.1.1.4a | 14729.1876 | 8453375.3267 | 0.022122 |  |  | 8453375.3267
- | Beton ready mix F'c 25 MPa | 2.83 | m3 | D.02.3.6 | Analisa Standar | 1233499.4336 | 3490803.397 | 0.0091353 |  |  | 3490803.397
11 | Balok B9, uk. 300 x 550 mm, Elv. +8.350 | [6 empty] | 0 |  |  | 0
- | Bekisting untuk balok (3x pakai) | 136.41 | m2 | D.03.11 | Analisa Standar | 147164.8982 | 20074763.7671 | 0.052535 |  |  | 20074763.7671
- | Penulangan kolom, balok, ring balk, sloof, dan shearwall | 4870 | Kg | D.01.1.2 | CK - 2.2.1.1.4a | 14729.1876 | 71731143.4363 | 0.18772 |  |  | 71731143.4363
- | Beton ready mix F'c 25 MPa | 15.17 | m3 | D.02.3.6 | Analisa Standar | 1233499.4336 | 18712186.4071 | 0.048969 |  |  | 18712186.4071
12 | Balok B10, uk. 300 x 650 mm, Elv. +8.350 | [6 empty] | 0 |  |  | 0
- | Bekisting untuk balok (3x pakai) | 24.89 | m2 | D.03.11 | Analisa Standar | 147164.8982 | 3662934.3169 | 0.0095858 |  |  | 3662934.3169
- | Penulangan kolom, balok, ring balk, sloof, dan shearwall | 923.62 | Kg | D.01.1.2 | CK - 2.2.1.1.4a | 14729.1876 | 13604172.2178 | 0.035602 |  |  | 13604172.2178
- | Beton ready mix F'c 25 MPa | 2.91 | m3 | D.02.3.6 | Analisa Standar | 1233499.4336 | 3589483.3517 | 0.0093936 |  |  | 3589483.3517
13 | Balok B11, uk. 250 x 450 mm, Elv. +8.350 | [6 empty] | 0 |  |  | 0
- | Bekisting untuk balok (3x pakai) | 35.08 | m2 | D.03.11 | Analisa Standar | 147164.8982 | 5162544.6298 | 0.01351 |  |  | 5162544.6298
- | Penulangan kolom, balok, ring balk, sloof, dan shearwall | 1241.11 | Kg | D.01.1.2 | CK - 2.2.1.1.4a | 14729.1876 | 18280541.9775 | 0.04784 |  |  | 18280541.9775
- | Beton ready mix F'c 25 MPa | 3.18 | m3 | D.02.3.6 | Analisa Standar | 1233499.4336 | 3922528.1987 | 0.010265 |  |  | 3922528.1987
14 | Balok B12, uk. 250 x 400 mm, Elv. +8.350 | [6 empty] | 0 |  |  | 0
- | Bekisting untuk balok (3x pakai) | 169.75 | m2 | D.03.11 | Analisa Standar | 147164.8982 | 24981241.474 | 0.065375 |  |  | 24981241.474
- | Penulangan kolom, balok, ring balk, sloof, dan shearwall | 5241.42 | Kg | D.01.1.2 | CK - 2.2.1.1.4a | 14729.1876 | 77201858.2813 | 0.20203 |  |  | 77201858.2813
- | Beton ready mix F'c 25 MPa | 14.67 | m3 | D.02.3.6 | Analisa Standar | 1233499.4336 | 18095436.6903 | 0.047355 |  |  | 18095436.6903
15 | Balok B13, uk. 250 x 350 mm, Elv. +8.350 | [6 empty] | 0 |  |  | 0
- | Bekisting untuk balok (3x pakai) | 50.01 | m2 | D.03.11 | Analisa Standar | 147164.8982 | 7359716.5603 | 0.01926 |  |  | 7359716.5603
- | Penulangan kolom, balok, ring balk, sloof, dan shearwall | 1448.23 | Kg | D.01.1.2 | CK - 2.2.1.1.4a | 14729.1876 | 21331251.3057 | 0.055823 |  |  | 21331251.3057
- | Beton ready mix F'c 25 MPa | 4.05 | m3 | D.02.3.6 | Analisa Standar | 1233499.4336 | 4995672.7059 | 0.013074 |  |  | 4995672.7059
16 | Balok B14, uk. 250 x 500 mm, Elv. +8.350 | [6 empty] | 0 |  |  | 0
- | Bekisting untuk balok (3x pakai) | 5.42 | m2 | D.03.11 | Analisa Standar | 147164.8982 | 797633.7484 | 0.0020874 |  |  | 797633.7484
- | Penulangan kolom, balok, ring balk, sloof, dan shearwall | 152.67 | Kg | D.01.1.2 | CK - 2.2.1.1.4a | 14729.1876 | 2248705.0654 | 0.0058848 |  |  | 2248705.0654
- | Beton ready mix F'c 25 MPa | 0.51 | m3 | D.02.3.6 | Analisa Standar | 1233499.4336 | 629084.7111 | 0.0016463 |  |  | 629084.7111
17 | Balok B17, uk. 300 x 500 mm, Elv. +8.350 | [6 empty] | 0 |  |  | 0
- | Bekisting untuk balok (3x pakai) | 55.88 | m2 | D.03.11 | Analisa Standar | 147164.8982 | 8223574.5129 | 0.021521 |  |  | 8223574.5129
- | Penulangan kolom, balok, ring balk, sloof, dan shearwall | 2539.86 | Kg | D.01.1.2 | CK - 2.2.1.1.4a | 14729.1876 | 37410074.3261 | 0.097901 |  |  | 37410074.3261
- | Beton ready mix F'c 25 MPa | 6.01 | m3 | D.02.3.6 | Analisa Standar | 1233499.4336 | 7413331.5957 | 0.0194 |  |  | 7413331.5957
18 | Balok B18, uk. 250 x 400 mm, Elv. +8.350 | [6 empty] | 0 |  |  | 0
- | Bekisting untuk balok (3x pakai) | 19.09 | m2 | D.03.11 | Analisa Standar | 147164.8982 | 2809377.9072 | 0.0073521 |  |  | 2809377.9072
- | Penulangan kolom, balok, ring balk, sloof, dan shearwall | 765.78 | Kg | D.01.1.2 | CK - 2.2.1.1.4a | 14729.1876 | 11279317.2527 | 0.029518 |  |  | 11279317.2527
- | Beton ready mix F'c 25 MPa | 1.65 | m3 | D.02.3.6 | Analisa Standar | 1233499.4336 | 2035274.0654 | 0.0053263 |  |  | 2035274.0654
19 | Balok B20, uk. 300 x 550 mm, Elv. +8.350 | [6 empty] | 0 |  |  | 0
- | Bekisting untuk balok (3x pakai) | 29.04 | m2 | D.03.11 | Analisa Standar | 147164.8982 | 4273668.6445 | 0.011184 |  |  | 4273668.6445
- | Penulangan kolom, balok, ring balk, sloof, dan shearwall | 1246.01 | Kg | D.01.1.2 | CK - 2.2.1.1.4a | 14729.1876 | 18352714.9965 | 0.048029 |  |  | 18352714.9965
- | Beton ready mix F'c 25 MPa | 3.23 | m3 | D.02.3.6 | Analisa Standar | 1233499.4336 | 3984203.1704 | 0.010427 |  |  | 3984203.1704
20 | Balok B21, uk. 400 x 850 mm, Elv. +8.350 | [6 empty] | 0 |  |  | 0
- | Bekisting untuk balok (3x pakai) | 16.18 | m2 | D.03.11 | Analisa Standar | 147164.8982 | 2381128.0533 | 0.0062313 |  |  | 2381128.0533
- | Penulangan kolom, balok, ring balk, sloof, dan shearwall | 948.22 | Kg | D.01.1.2 | CK - 2.2.1.1.4a | 14729.1876 | 13966510.2319 | 0.03655 |  |  | 13966510.2319
- | Beton ready mix F'c 25 MPa | 2.54 | m3 | D.02.3.6 | Analisa Standar | 1233499.4336 | 3133088.5612 | 0.0081992 |  |  | 3133088.5612
21 | Balok L1, uk. 120 x 550 mm, Elv. +8.350 | [6 empty] | 0 |  |  | 0
- | Bekisting untuk balok (3x pakai) | 160.62 | m2 | D.03.11 | Analisa Standar | 147164.8982 | 23637625.9532 | 0.061859 |  |  | 23637625.9532
- | Penulangan kolom, balok, ring balk, sloof, dan shearwall | 3168.47 | Kg | D.01.1.2 | CK - 2.2.1.1.4a | 14729.1876 | 46668988.9207 | 0.12213 |  |  | 46668988.9207
- | Beton ready mix F'c 25 MPa | 8.38 | m3 | D.02.3.6 | Analisa Standar | 1233499.4336 | 10336725.2532 | 0.027051 |  |  | 10336725.2532
22 | Balok L2, uk. 120 x 550 mm, Elv. +8.350 | [6 empty] | 0 |  |  | 0
- | Bekisting untuk balok (3x pakai) | 45.43 | m2 | D.03.11 | Analisa Standar | 147164.8982 | 6685701.3265 | 0.017496 |  |  | 6685701.3265
- | Penulangan kolom, balok, ring balk, sloof, dan shearwall | 896.1 | Kg | D.01.1.2 | CK - 2.2.1.1.4a | 14729.1876 | 13198824.976 | 0.034541 |  |  | 13198824.976
- | Beton ready mix F'c 25 MPa | 2.37 | m3 | D.02.3.6 | Analisa Standar | 1233499.4336 | 2923393.6575 | 0.0076504 |  |  | 2923393.6575
23 | Balok L3, uk. 150 x 550 mm, Elv. +8.350 | [6 empty] | 0 |  |  | 0
- | Bekisting untuk balok (3x pakai) | 15.04 | m2 | D.03.11 | Analisa Standar | 147164.8982 | 2213360.0693 | 0.0057923 |  |  | 2213360.0693
- | Penulangan kolom, balok, ring balk, sloof, dan shearwall | 293.26 | Kg | D.01.1.2 | CK - 2.2.1.1.4a | 14729.1876 | 4319481.545 | 0.011304 |  |  | 4319481.545
- | Beton ready mix F'c 25 MPa | 0.95 | m3 | D.02.3.6 | Analisa Standar | 1233499.4336 | 1171824.4619 | 0.0030666 |  |  | 1171824.4619
24 | Balok L4, uk. 120 x 400 mm, Elv. +8.350 | [6 empty] | 0 |  |  | 0
- | Bekisting untuk balok (3x pakai) | 5.58 | m2 | D.03.11 | Analisa Standar | 147164.8982 | 821180.1321 | 0.002149 |  |  | 821180.1321
- | Penulangan kolom, balok, ring balk, sloof, dan shearwall | 135.23 | Kg | D.01.1.2 | CK - 2.2.1.1.4a | 14729.1876 | 1991828.0343 | 0.0052126 |  |  | 1991828.0343
- | Beton ready mix F'c 25 MPa | 0.27 | m3 | D.02.3.6 | Analisa Standar | 1233499.4336 | 333044.8471 | 0.00087157 |  |  | 333044.8471
| BALOK, ELV. +9.700 | [6 empty] | 0 |  |  | 0
25 | Balok B23, uk. 250 x 400 mm, Elv. +9.700 | [6 empty] | 0 |  |  | 0
- | Bekisting untuk balok (3x pakai) | 6.09 | m2 | D.03.11 | Analisa Standar | 147164.8982 | 896234.2302 | 0.0023454 |  |  | 896234.2302
- | Penulangan kolom, balok, ring balk, sloof, dan shearwall | 155.03 | Kg | D.01.1.2 | CK - 2.2.1.1.4a | 14729.1876 | 2283465.948 | 0.0059758 |  |  | 2283465.948
- | Beton ready mix F'c 25 MPa | 0.58 | m3 | D.02.3.6 | Analisa Standar | 1233499.4336 | 715429.6715 | 0.0018723 |  |  | 715429.6715
| BALOK, ELV. +11.000 | [6 empty] | 0 |  |  | 0
26 | Balok B23, uk. 250 x 400 mm, Elv. +11.000 | [6 empty] | 0 |  |  | 0
- | Bekisting untuk balok (3x pakai) | 8.82 | m2 | D.03.11 | Analisa Standar | 147164.8982 | 1297994.4024 | 0.0033968 |  |  | 1297994.4024
- | Penulangan kolom, balok, ring balk, sloof, dan shearwall | 224.53 | Kg | D.01.1.2 | CK - 2.2.1.1.4a | 14729.1876 | 3307144.4837 | 0.0086547 |  |  | 3307144.4837
- | Beton ready mix F'c 25 MPa | 0.84 | m3 | D.02.3.6 | Analisa Standar | 1233499.4336 | 1036139.5242 | 0.0027115 |  |  | 1036139.5242
| BALOK, ELV. +11.600 | [6 empty] | 0 |  |  | 0
27 | Balok B23, uk. 250 x 400 mm, Elv. +11.600 | [6 empty] | 0 |  |  | 0
- | Bekisting untuk balok (3x pakai) | 8.82 | m2 | D.03.11 | Analisa Standar | 147164.8982 | 1297994.4024 | 0.0033968 |  |  | 1297994.4024
- | Penulangan kolom, balok, ring balk, sloof, dan shearwall | 224.53 | Kg | D.01.1.2 | CK - 2.2.1.1.4a | 14729.1876 | 3307144.4837 | 0.0086547 |  |  | 3307144.4837
- | Beton ready mix F'c 25 MPa | 0.84 | m3 | D.02.3.6 | Analisa Standar | 1233499.4336 | 1036139.5242 | 0.0027115 |  |  | 1036139.5242
| BALOK MIRING, ELV. (+8.350) S/D (+12.550) | [6 empty] | 0 |  |  | 0
28 | Balok B6, uk. 300 x 650 mm | [6 empty] | 0 |  |  | 0
- | Bekisting untuk balok (3x pakai) | 40.03 | m2 | D.03.11 | Analisa Standar | 147164.8982 | 5891010.876 | 0.015417 |  |  | 5891010.876
- | Penulangan kolom, balok, ring balk, sloof, dan shearwall | 3076.37 | Kg | D.01.1.2 | CK - 2.2.1.1.4a | 14729.1876 | 45312430.746 | 0.11858 |  |  | 45312430.746
- | Beton ready mix F'c 25 MPa | 4.68 | m3 | D.02.3.6 | Analisa Standar | 1233499.4336 | 5772777.349 | 0.015107 |  |  | 5772777.349
29 | Balok B22, uk. 250 x 700 mm | [6 empty] | 0 |  |  | 0
- | Bekisting untuk balok (3x pakai) | 11.09 | m2 | D.03.11 | Analisa Standar | 147164.8982 | 1632058.7213 | 0.004271 |  |  | 1632058.7213
- | Penulangan kolom, balok, ring balk, sloof, dan shearwall | 807.34 | Kg | D.01.1.2 | CK - 2.2.1.1.4a | 14729.1876 | 11891462.2879 | 0.03112 |  |  | 11891462.2879
- | Beton ready mix F'c 25 MPa | 1.14 | m3 | D.02.3.6 | Analisa Standar | 1233499.4336 | 1406189.3543 | 0.00368 |  |  | 1406189.3543
| TANGGA BETON | [6 empty] | 0 |  |  | 0
30 | Tangga Beton tipe B, tebal 150 mm | [6 empty] | 0 |  |  | 0
- | Bekisting untuk tangga beton (3x pakai) | 61.5 | m2 | D.03.14 | Analisa Standar | 140074.3993 | 8614575.5581 | 0.022544 |  |  | 8614575.5581
- | Penulangan slab untuk BjTS | 4897.62 | Kg | D.01.1.4 | CK - 2.2.1.1.1a | 14261.6802 | 69848290.0999 | 0.18279 |  |  | 69848290.0999
- | Beton ready mix F'c 25 MPa | 9.84 | m3 | D.02.3.6 | Analisa Standar | 1233499.4336 | 12137634.4262 | 0.031764 |  |  | 12137634.4262
- | Stek besi P8-500 | 33.3 | Kg | D.01.1.4 | CK - 2.2.1.1.1a | 12000 | 399600 | 0.0010457 |  |  | 399600
- | Pasangan rollag bata merah | 2.54 | m3 | C.01.03 | CK - 3.6.1.10 | 1146912.5276 | 2913157.8202 | 0.0076236 |  |  | 2913157.8202
| PLAT BETON, ELV. +8.350 | [6 empty] | 0 |  |  | 0
31 | Plat beton A1, tebal 120 mm | [6 empty] | 0 |  |  | 0
- | Bekisting untuk plat lantai (3x pakai) | 274.33 | m2 | D.03.12 | Analisa Standar | 151990.0023 | 41695417.3216 | 0.10912 |  |  | 41695417.3216
- | Penulangan slab untuk BjTS | 5630.88 | Kg | D.01.1.4 | CK - 2.2.1.1.1a | 14261.6802 | 80305809.7112 | 0.21016 |  |  | 80305809.7112
- | Beton ready mix F'c 25 MPa | 32.92 | m3 | D.02.3.6 | Analisa Standar | 1233499.4336 | 40606801.3527 | 0.10627 |  |  | 40606801.3527
32 | Plat beton A1a, tebal 120 mm | [6 empty] | 0 |  |  | 0
- | Bekisting untuk plat lantai (3x pakai) | 1952.17 | m2 | D.03.12 | Analisa Standar | 151990.0023 | 296710322.7232 | 0.77648 |  |  | 296710322.7232
- | Penulangan slab untuk BjTS | 34477.19 | Kg | D.01.1.4 | CK - 2.2.1.1.1a | 14261.6802 | 491702657.4027 | 1.2868 |  |  | 491702657.4027
- | Beton ready mix F'c 25 MPa | 234.26 | m3 | D.02.3.6 | Analisa Standar | 1233499.4336 | 288959577.3051 | 0.7562 |  |  | 288959577.3051
33 | Plat beton A2, tebal 120 mm | [6 empty] | 0 |  |  | 0
- | Bekisting untuk plat lantai (3x pakai) | 107.08 | m2 | D.03.12 | Analisa Standar | 151990.0023 | 16275089.4426 | 0.042591 |  |  | 16275089.4426
- | Penulangan slab untuk BjTS | 1676.38 | Kg | D.01.1.4 | CK - 2.2.1.1.1a | 14261.6802 | 23907995.4259 | 0.062567 |  |  | 23907995.4259
- | Beton ready mix F'c 25 MPa | 12.85 | m3 | D.02.3.6 | Analisa Standar | 1233499.4336 | 15850467.7212 | 0.04148 |  |  | 15850467.7212
34 | Plat beton A2a, tebal 120 mm | [6 empty] | 0 |  |  | 0
- | Bekisting untuk plat lantai (3x pakai) | 62.67 | m2 | D.03.12 | Analisa Standar | 151990.0023 | 9525213.442 | 0.024927 |  |  | 9525213.442
- | Penulangan slab untuk BjTS | 912.36 | Kg | D.01.1.4 | CK - 2.2.1.1.1a | 14261.6802 | 13011786.5321 | 0.034051 |  |  | 13011786.5321
- | Beton ready mix F'c 25 MPa | 7.52 | m3 | D.02.3.6 | Analisa Standar | 1233499.4336 | 9275915.7404 | 0.024275 |  |  | 9275915.7404
35 | Plat beton A3, tebal 150 mm | [6 empty] | 0 |  |  | 0
- | Bekisting untuk plat lantai (3x pakai) | 52 | m2 | D.03.12 | Analisa Standar | 151990.0023 | 7903480.1178 | 0.020683 |  |  | 7903480.1178
- | Penulangan slab untuk BjTS | 1482.23 | Kg | D.01.1.4 | CK - 2.2.1.1.1a | 14261.6802 | 21139090.2183 | 0.05532 |  |  | 21139090.2183
- | Beton ready mix F'c 25 MPa | 7.8 | m3 | D.02.3.6 | Analisa Standar | 1233499.4336 | 9621295.5817 | 0.025179 |  |  | 9621295.5817
36 | Plat beton A5, tebal 210 mm | [6 empty] | 0 |  |  | 0
- | Bekisting untuk plat lantai (3x pakai) | 144 | m2 | D.03.12 | Analisa Standar | 151990.0023 | 21886560.3263 | 0.057276 |  |  | 21886560.3263
- | Penulangan slab untuk BjTS | 5141.54 | Kg | D.01.1.4 | CK - 2.2.1.1.1a | 14261.6802 | 73326999.1302 | 0.19189 |  |  | 73326999.1302
- | Beton ready mix F'c 25 MPa | 30.24 | m3 | D.02.3.6 | Analisa Standar | 1233499.4336 | 37301022.8708 | 0.097616 |  |  | 37301022.8708
[8 empty] | 0 |  |  | 0
| LANTAI ATAP | [6 empty] | 0 |  |  | 0
| Catatan : | [6 empty] | 0 |  |  | 0
| Pekerjaan beton bertulang meliputi : Beton ready mix, pembesian, bekisting, perancah/scafolding dan pembongkaran bekisting | [6 empty] | 0 |  |  | 0
| KOLOM, ELV. (+12.550) s/d (+13.500) | [6 empty] | 0 |  |  | 0
1 | Kolom K3, uk. 750 x 750 mm | [6 empty] | 0 |  |  | 0
- | Bekisting untuk kolom (3x pakai) | 2.83 | m2 | D.03.10 | Analisa Standar | 147164.8982 | 416476.662 | 0.0010899 |  |  | 416476.662
- | Penulangan kolom, balok, ring balk, sloof, dan shearwall | 162.9 | Kg | D.01.1.2 | CK - 2.2.1.1.4a | 14729.1876 | 2399384.6542 | 0.0062791 |  |  | 2399384.6542
- | Beton ready mix F'c 25 MPa | 0.53 | m3 | D.02.3.6 | Analisa Standar | 1233499.4336 | 653754.6998 | 0.0017109 |  |  | 653754.6998
2 | Kolom K8, uk. 250 x 500 x 500 mm (L) | [6 empty] | 0 |  |  | 0
- | Bekisting untuk kolom (3x pakai) | 5.65 | m2 | D.03.10 | Analisa Standar | 147164.8982 | 831481.675 | 0.002176 |  |  | 831481.675
- | Penulangan kolom, balok, ring balk, sloof, dan shearwall | 122.08 | Kg | D.01.1.2 | CK - 2.2.1.1.4a | 14729.1876 | 1798139.2178 | 0.0047057 |  |  | 1798139.2178
- | Beton ready mix F'c 25 MPa | 0.53 | m3 | D.02.3.6 | Analisa Standar | 1233499.4336 | 653754.6998 | 0.0017109 |  |  | 653754.6998
| BALOK, ELV. +12.550 | [6 empty] | 0 |  |  | 0
3 | Balok B1, uk. 350 x 700 mm, Elv. +12.550 | [6 empty] | 0 |  |  | 0
- | Bekisting untuk balok (3x pakai) | 136.79 | m2 | D.03.11 | Analisa Standar | 147164.8982 | 20130686.4285 | 0.052681 |  |  | 20130686.4285
- | Penulangan kolom, balok, ring balk, sloof, dan shearwall | 6288.99 | Kg | D.01.1.2 | CK - 2.2.1.1.4a | 14729.1876 | 92631713.2976 | 0.24241 |  |  | 92631713.2976
- | Beton ready mix F'c 25 MPa | 18.39 | m3 | D.02.3.6 | Analisa Standar | 1233499.4336 | 22684054.5831 | 0.059363 |  |  | 22684054.5831
4 | Balok B1a, uk. 350 x 700 mm, Elv. +12.550 | [6 empty] | 0 |  |  | 0
- | Bekisting untuk balok (3x pakai) | 11.01 | m2 | D.03.11 | Analisa Standar | 147164.8982 | 1620285.5295 | 0.0042402 |  |  | 1620285.5295
- | Penulangan kolom, balok, ring balk, sloof, dan shearwall | 522.65 | Kg | D.01.1.2 | CK - 2.2.1.1.4a | 14729.1876 | 7698209.8803 | 0.020146 |  |  | 7698209.8803
- | Beton ready mix F'c 25 MPa | 1.48 | m3 | D.02.3.6 | Analisa Standar | 1233499.4336 | 1825579.1617 | 0.0047775 |  |  | 1825579.1617
5 | Balok B2, uk. 400 x 700 mm, Elv. +12.550 | [6 empty] | 0 |  |  | 0
- | Bekisting untuk balok (3x pakai) | 11.3 | m2 | D.03.11 | Analisa Standar | 147164.8982 | 1662963.35 | 0.0043519 |  |  | 1662963.35
- | Penulangan kolom, balok, ring balk, sloof, dan shearwall | 730.85 | Kg | D.01.1.2 | CK - 2.2.1.1.4a | 14729.1876 | 10764826.7311 | 0.028171 |  |  | 10764826.7311
- | Beton ready mix F'c 25 MPa | 1.68 | m3 | D.02.3.6 | Analisa Standar | 1233499.4336 | 2072279.0484 | 0.0054231 |  |  | 2072279.0484
6 | Balok B3, uk. 400 x 800 mm, Elv. +12.550 | [6 empty] | 0 |  |  | 0
- | Bekisting untuk balok (3x pakai) | 313.82 | m2 | D.03.11 | Analisa Standar | 147164.8982 | 46183288.3616 | 0.12086 |  |  | 46183288.3616
- | Penulangan kolom, balok, ring balk, sloof, dan shearwall | 14977.61 | Kg | D.01.1.2 | CK - 2.2.1.1.4a | 14729.1876 | 220608026.9493 | 0.57732 |  |  | 220608026.9493
- | Beton ready mix F'c 25 MPa | 48.5 | m3 | D.02.3.6 | Analisa Standar | 1233499.4336 | 59824722.5275 | 0.15656 |  |  | 59824722.5275
7 | Balok B3a, uk. 400 x 800 mm, Elv. +12.550 | [6 empty] | 0 |  |  | 0
- | Bekisting untuk balok (3x pakai) | 12.88 | m2 | D.03.11 | Analisa Standar | 147164.8982 | 1895483.8892 | 0.0049604 |  |  | 1895483.8892
- | Penulangan kolom, balok, ring balk, sloof, dan shearwall | 619.34 | Kg | D.01.1.2 | CK - 2.2.1.1.4a | 14729.1876 | 9122375.0258 | 0.023873 |  |  | 9122375.0258
- | Beton ready mix F'c 25 MPa | 1.99 | m3 | D.02.3.6 | Analisa Standar | 1233499.4336 | 2454663.8728 | 0.0064238 |  |  | 2454663.8728
7 | Balok B4, uk. 300 x 450 mm, Elv. +12.550 | [6 empty] | 0 |  |  | 0
- | Bekisting untuk balok (3x pakai) | 49.84 | m2 | D.03.11 | Analisa Standar | 147164.8982 | 7334698.5276 | 0.019195 |  |  | 7334698.5276
- | Penulangan kolom, balok, ring balk, sloof, dan shearwall | 2014.75 | Kg | D.01.1.2 | CK - 2.2.1.1.4a | 14729.1876 | 29675630.6444 | 0.07766 |  |  | 29675630.6444
- | Beton ready mix F'c 25 MPa | 5.14 | m3 | D.02.3.6 | Analisa Standar | 1233499.4336 | 6340187.0885 | 0.016592 |  |  | 6340187.0885
8 | Balok B5, uk. 300 x 500 mm, Elv. +12.550 | [6 empty] | 0 |  |  | 0
- | Bekisting untuk balok (3x pakai) | 84.06 | m2 | D.03.11 | Analisa Standar | 147164.8982 | 12370681.345 | 0.032374 |  |  | 12370681.345
- | Penulangan kolom, balok, ring balk, sloof, dan shearwall | 3063.18 | Kg | D.01.1.2 | CK - 2.2.1.1.4a | 14729.1876 | 45118152.7621 | 0.11807 |  |  | 45118152.7621
- | Beton ready mix F'c 25 MPa | 9.04 | m3 | D.02.3.6 | Analisa Standar | 1233499.4336 | 11150834.8794 | 0.029181 |  |  | 11150834.8794
9 | Balok B5a, uk. 300 x 500 mm, Elv. +12.550 | [6 empty] | 0 |  |  | 0
- | Bekisting untuk balok (3x pakai) | 11.25 | m2 | D.03.11 | Analisa Standar | 147164.8982 | 1655605.1051 | 0.0043327 |  |  | 1655605.1051
- | Penulangan kolom, balok, ring balk, sloof, dan shearwall | 429.8 | Kg | D.01.1.2 | CK - 2.2.1.1.4a | 14729.1876 | 6330604.815 | 0.016567 |  |  | 6330604.815
- | Beton ready mix F'c 25 MPa | 1.21 | m3 | D.02.3.6 | Analisa Standar | 1233499.4336 | 1492534.3146 | 0.0039059 |  |  | 1492534.3146
9 | Balok B7, uk. 450 x 800 mm, Elv. +12.550 | [6 empty] | 0 |  |  | 0
- | Bekisting untuk balok (3x pakai) | 50.22 | m2 | D.03.11 | Analisa Standar | 147164.8982 | 7390621.189 | 0.019341 |  |  | 7390621.189
- | Penulangan kolom, balok, ring balk, sloof, dan shearwall | 3041.62 | Kg | D.01.1.2 | CK - 2.2.1.1.4a | 14729.1876 | 44800591.4782 | 0.11724 |  |  | 44800591.4782
- | Beton ready mix F'c 25 MPa | 8.49 | m3 | D.02.3.6 | Analisa Standar | 1233499.4336 | 10472410.1909 | 0.027406 |  |  | 10472410.1909
10 | Balok B7b, uk. 400 x 800 mm, Elv. +12.550 | [6 empty] | 0 |  |  | 0
- | Bekisting untuk balok (3x pakai) | 15.34 | m2 | D.03.11 | Analisa Standar | 147164.8982 | 2257509.5388 | 0.0059078 |  |  | 2257509.5388
- | Penulangan kolom, balok, ring balk, sloof, dan shearwall | 905.06 | Kg | D.01.1.2 | CK - 2.2.1.1.4a | 14729.1876 | 13330798.4966 | 0.034886 |  |  | 13330798.4966
- | Beton ready mix F'c 25 MPa | 2.37 | m3 | D.02.3.6 | Analisa Standar | 1233499.4336 | 2923393.6575 | 0.0076504 |  |  | 2923393.6575
10 | Balok B8, uk. 450 x 800 mm, Elv. +12.550 | [6 empty] | 0 |  |  | 0
- | Bekisting untuk balok (3x pakai) | 33.48 | m2 | D.03.11 | Analisa Standar | 147164.8982 | 4927080.7926 | 0.012894 |  |  | 4927080.7926
- | Penulangan kolom, balok, ring balk, sloof, dan shearwall | 1147.84 | Kg | D.01.1.2 | CK - 2.2.1.1.4a | 14729.1876 | 16906750.6534 | 0.044244 |  |  | 16906750.6534
- | Beton ready mix F'c 25 MPa | 5.66 | m3 | D.02.3.6 | Analisa Standar | 1233499.4336 | 6981606.7939 | 0.018271 |  |  | 6981606.7939
11 | Balok B9, uk. 300 x 550 mm, Elv. +12.550 | [6 empty] | 0 |  |  | 0
- | Bekisting untuk balok (3x pakai) | 47.66 | m2 | D.03.11 | Analisa Standar | 147164.8982 | 7013879.0495 | 0.018355 |  |  | 7013879.0495
- | Penulangan kolom, balok, ring balk, sloof, dan shearwall | 1701.45 | Kg | D.01.1.2 | CK - 2.2.1.1.4a | 14729.1876 | 25060976.1806 | 0.065584 |  |  | 25060976.1806
- | Beton ready mix F'c 25 MPa | 5.3 | m3 | D.02.3.6 | Analisa Standar | 1233499.4336 | 6537546.9979 | 0.017109 |  |  | 6537546.9979
12 | Balok B10, uk. 300 x 650 mm, Elv. +12.550 | [6 empty] | 0 |  |  | 0
- | Bekisting untuk balok (3x pakai) | 22.5 | m2 | D.03.11 | Analisa Standar | 147164.8982 | 3311210.2101 | 0.0086653 |  |  | 3311210.2101
- | Penulangan kolom, balok, ring balk, sloof, dan shearwall | 834.75 | Kg | D.01.1.2 | CK - 2.2.1.1.4a | 14729.1876 | 12295189.319 | 0.032176 |  |  | 12295189.319
- | Beton ready mix F'c 25 MPa | 2.63 | m3 | D.02.3.6 | Analisa Standar | 1233499.4336 | 3244103.5103 | 0.0084897 |  |  | 3244103.5103
13 | Balok B11, uk. 250 x 450 mm, Elv. +12.550 | [6 empty] | 0 |  |  | 0
- | Bekisting untuk balok (3x pakai) | 42.91 | m2 | D.03.11 | Analisa Standar | 147164.8982 | 6314845.7829 | 0.016526 |  |  | 6314845.7829
- | Penulangan kolom, balok, ring balk, sloof, dan shearwall | 1518.21 | Kg | D.01.1.2 | CK - 2.2.1.1.4a | 14729.1876 | 22361999.8514 | 0.058521 |  |  | 22361999.8514
- | Beton ready mix F'c 25 MPa | 3.89 | m3 | D.02.3.6 | Analisa Standar | 1233499.4336 | 4798312.7965 | 0.012557 |  |  | 4798312.7965
14 | Balok B12, uk. 250 x 400 mm, Elv. +12.550 | [6 empty] | 0 |  |  | 0
- | Bekisting untuk balok (3x pakai) | 59.59 | m2 | D.03.11 | Analisa Standar | 147164.8982 | 8769556.2853 | 0.02295 |  |  | 8769556.2853
- | Penulangan kolom, balok, ring balk, sloof, dan shearwall | 1840.03 | Kg | D.01.1.2 | CK - 2.2.1.1.4a | 14729.1876 | 27102146.9932 | 0.070926 |  |  | 27102146.9932
- | Beton ready mix F'c 25 MPa | 5.15 | m3 | D.02.3.6 | Analisa Standar | 1233499.4336 | 6352522.0828 | 0.016624 |  |  | 6352522.0828
15 | Balok B13, uk. 250 x 350 mm, Elv. +12.550 | [6 empty] | 0 |  |  | 0
- | Bekisting untuk balok (3x pakai) | 30.38 | m2 | D.03.11 | Analisa Standar | 147164.8982 | 4470869.6081 | 0.0117 |  |  | 4470869.6081
- | Penulangan kolom, balok, ring balk, sloof, dan shearwall | 879.66 | Kg | D.01.1.2 | CK - 2.2.1.1.4a | 14729.1876 | 12956677.1325 | 0.033907 |  |  | 12956677.1325
- | Beton ready mix F'c 25 MPa | 2.46 | m3 | D.02.3.6 | Analisa Standar | 1233499.4336 | 3034408.6066 | 0.007941 |  |  | 3034408.6066
16 | Balok B14, uk. 250 x 500 mm, Elv. +12.550 | [6 empty] | 0 |  |  | 0
- | Bekisting untuk balok (3x pakai) | 5.42 | m2 | D.03.11 | Analisa Standar | 147164.8982 | 797633.7484 | 0.0020874 |  |  | 797633.7484
- | Penulangan kolom, balok, ring balk, sloof, dan shearwall | 152.67 | Kg | D.01.1.2 | CK - 2.2.1.1.4a | 14729.1876 | 2248705.0654 | 0.0058848 |  |  | 2248705.0654
- | Beton ready mix F'c 25 MPa | 0.51 | m3 | D.02.3.6 | Analisa Standar | 1233499.4336 | 629084.7111 | 0.0016463 |  |  | 629084.7111
17 | Balok B17, uk. 300 x 500 mm, Elv. +12.550 | [6 empty] | 0 |  |  | 0
- | Bekisting untuk balok (3x pakai) | 70.11 | m2 | D.03.11 | Analisa Standar | 147164.8982 | 10317731.0147 | 0.027001 |  |  | 10317731.0147
- | Penulangan kolom, balok, ring balk, sloof, dan shearwall | 3186.45 | Kg | D.01.1.2 | CK - 2.2.1.1.4a | 14729.1876 | 46933819.7131 | 0.12282 |  |  | 46933819.7131
- | Beton ready mix F'c 25 MPa | 7.54 | m3 | D.02.3.6 | Analisa Standar | 1233499.4336 | 9300585.729 | 0.024339 |  |  | 9300585.729
18 | Balok B18, uk. 250 x 400 mm, Elv. +12.550 | [6 empty] | 0 |  |  | 0
- | Bekisting untuk balok (3x pakai) | 28.47 | m2 | D.03.11 | Analisa Standar | 147164.8982 | 4189784.6525 | 0.010965 |  |  | 4189784.6525
- | Penulangan kolom, balok, ring balk, sloof, dan shearwall | 1141.7 | Kg | D.01.1.2 | CK - 2.2.1.1.4a | 14729.1876 | 16816313.4417 | 0.044008 |  |  | 16816313.4417
- | Beton ready mix F'c 25 MPa | 2.46 | m3 | D.02.3.6 | Analisa Standar | 1233499.4336 | 3034408.6066 | 0.007941 |  |  | 3034408.6066
19 | Balok B20, uk. 300 x 550 mm, Elv. +12.550 | [6 empty] | 0 |  |  | 0
- | Bekisting untuk balok (3x pakai) | 13.22 | m2 | D.03.11 | Analisa Standar | 147164.8982 | 1945519.9546 | 0.0050914 |  |  | 1945519.9546
- | Penulangan kolom, balok, ring balk, sloof, dan shearwall | 567.07 | Kg | D.01.1.2 | CK - 2.2.1.1.4a | 14729.1876 | 8352480.3919 | 0.021858 |  |  | 8352480.3919
- | Beton ready mix F'c 25 MPa | 1.47 | m3 | D.02.3.6 | Analisa Standar | 1233499.4336 | 1813244.1673 | 0.0047452 |  |  | 1813244.1673
20 | Balok B23, uk. 250 x 400 mm, Elv. +12.550 | [6 empty] | 0 |  |  | 0
- | Bekisting untuk balok (3x pakai) | 1.89 | m2 | D.03.11 | Analisa Standar | 147164.8982 | 278141.6576 | 0.00072789 |  |  | 278141.6576
- | Penulangan kolom, balok, ring balk, sloof, dan shearwall | 48.11 | Kg | D.01.1.2 | CK - 2.2.1.1.4a | 14729.1876 | 708621.2137 | 0.0018544 |  |  | 708621.2137
- | Beton ready mix F'c 25 MPa | 0.18 | m3 | D.02.3.6 | Analisa Standar | 1233499.4336 | 222029.898 | 0.00058105 |  |  | 222029.898
21 | Balok L1, uk. 120 x 550 mm, Elv. +4.150 | [6 empty] | 0 |  |  | 0
- | Bekisting untuk balok (3x pakai) | 184.96 | m2 | D.03.11 | Analisa Standar | 147164.8982 | 27219619.5761 | 0.071233 |  |  | 27219619.5761
- | Penulangan kolom, balok, ring balk, sloof, dan shearwall | 3648.66 | Kg | D.01.1.2 | CK - 2.2.1.1.4a | 14729.1876 | 53741797.497 | 0.14064 |  |  | 53741797.497
- | Beton ready mix F'c 25 MPa | 9.65 | m3 | D.02.3.6 | Analisa Standar | 1233499.4336 | 11903269.5338 | 0.031151 |  |  | 11903269.5338
22 | Balok L2, uk. 120 x 550 mm, Elv. +4.150 | [6 empty] | 0 |  |  | 0
- | Bekisting untuk balok (3x pakai) | 67.28 | m2 | D.03.11 | Analisa Standar | 147164.8982 | 9901254.3527 | 0.025911 |  |  | 9901254.3527
- | Penulangan kolom, balok, ring balk, sloof, dan shearwall | 1327.13 | Kg | D.01.1.2 | CK - 2.2.1.1.4a | 14729.1876 | 19547546.6917 | 0.051155 |  |  | 19547546.6917
- | Beton ready mix F'c 25 MPa | 3.51 | m3 | D.02.3.6 | Analisa Standar | 1233499.4336 | 4329583.0118 | 0.01133 |  |  | 4329583.0118
23 | Balok L3, uk. 150 x 550 mm, Elv. +4.150 | [6 empty] | 0 |  |  | 0
- | Bekisting untuk balok (3x pakai) | 17.42 | m2 | D.03.11 | Analisa Standar | 147164.8982 | 2563612.5271 | 0.0067089 |  |  | 2563612.5271
- | Penulangan kolom, balok, ring balk, sloof, dan shearwall | 339.56 | Kg | D.01.1.2 | CK - 2.2.1.1.4a | 14729.1876 | 5001442.9292 | 0.013089 |  |  | 5001442.9292
- | Beton ready mix F'c 25 MPa | 1.1 | m3 | D.02.3.6 | Analisa Standar | 1233499.4336 | 1356849.3769 | 0.0035508 |  |  | 1356849.3769
| BALOK, ELV. +13.500 | [6 empty] | 0 |  |  | 0
22 | Balok B23, uk. 250 x 400 mm, Elv. +13.500 | [6 empty] | 0 |  |  | 0
- | Bekisting untuk balok (3x pakai) | 11.03 | m2 | D.03.11 | Analisa Standar | 147164.8982 | 1623228.8274 | 0.0042479 |  |  | 1623228.8274
- | Penulangan kolom, balok, ring balk, sloof, dan shearwall | 280.66 | Kg | D.01.1.2 | CK - 2.2.1.1.4a | 14729.1876 | 4133893.7817 | 0.010818 |  |  | 4133893.7817
- | Beton ready mix F'c 25 MPa | 1.05 | m3 | D.02.3.6 | Analisa Standar | 1233499.4336 | 1295174.4052 | 0.0033894 |  |  | 1295174.4052
| PLAT BETON, ELV. +12.550 | [6 empty] | 0 |  |  | 0
23 | Plat beton A1, tebal 120 mm | [6 empty] | 0 |  |  | 0
- | Bekisting untuk plat lantai (3x pakai) | 243.75 | m2 | D.03.12 | Analisa Standar | 151990.0023 | 37047563.0523 | 0.096952 |  |  | 37047563.0523
- | Penulangan slab untuk BjTS | 5003.13 | Kg | D.01.1.4 | CK - 2.2.1.1.1a | 14261.6802 | 71353039.976 | 0.18673 |  |  | 71353039.976
- | Beton ready mix F'c 25 MPa | 29.25 | m3 | D.02.3.6 | Analisa Standar | 1233499.4336 | 36079858.4316 | 0.09442 |  |  | 36079858.4316
24 | Plat beton A1a, tebal 120 mm | [6 empty] | 0 |  |  | 0
- | Bekisting untuk plat lantai (3x pakai) | 650.33 | m2 | D.03.12 | Analisa Standar | 151990.0023 | 98843658.1735 | 0.25867 |  |  | 98843658.1735
- | Penulangan slab untuk BjTS | 11485.53 | Kg | D.01.1.4 | CK - 2.2.1.1.1a | 14261.6802 | 163802955.597 | 0.42867 |  |  | 163802955.597
- | Beton ready mix F'c 25 MPa | 78.04 | m3 | D.02.3.6 | Analisa Standar | 1233499.4336 | 96262295.7948 | 0.25192 |  |  | 96262295.7948
25 | Plat beton A2, tebal 120 mm | [6 empty] | 0 |  |  | 0
- | Bekisting untuk plat lantai (3x pakai) | 215.17 | m2 | D.03.12 | Analisa Standar | 151990.0023 | 32703688.7875 | 0.085585 |  |  | 32703688.7875
- | Penulangan slab untuk BjTS | 3368.41 | Kg | D.01.1.4 | CK - 2.2.1.1.1a | 14261.6802 | 48039186.1466 | 0.12572 |  |  | 48039186.1466
- | Beton ready mix F'c 25 MPa | 25.82 | m3 | D.02.3.6 | Analisa Standar | 1233499.4336 | 31848955.3745 | 0.083348 |  |  | 31848955.3745
26 | Plat beton A2a, tebal 120 mm | [6 empty] | 0 |  |  | 0
- | Bekisting untuk plat lantai (3x pakai) | 200.5 | m2 | D.03.12 | Analisa Standar | 151990.0023 | 30473995.4543 | 0.07975 |  |  | 30473995.4543
- | Penulangan slab untuk BjTS | 2919.06 | Kg | D.01.1.4 | CK - 2.2.1.1.1a | 14261.6802 | 41630700.1562 | 0.10895 |  |  | 41630700.1562
- | Beton ready mix F'c 25 MPa | 24.06 | m3 | D.02.3.6 | Analisa Standar | 1233499.4336 | 29677996.3714 | 0.077666 |  |  | 29677996.3714
27 | Plat beton A3, tebal 150 mm | [6 empty] | 0 |  |  | 0
- | Bekisting untuk plat lantai (3x pakai) | 55.33 | m2 | D.03.12 | Analisa Standar | 151990.0023 | 8409606.8254 | 0.022008 |  |  | 8409606.8254
- | Penulangan slab untuk BjTS | 1577.25 | Kg | D.01.1.4 | CK - 2.2.1.1.1a | 14261.6802 | 22494235.0693 | 0.058867 |  |  | 22494235.0693
- | Beton ready mix F'c 25 MPa | 8.3 | m3 | D.02.3.6 | Analisa Standar | 1233499.4336 | 10238045.2985 | 0.026793 |  |  | 10238045.2985
28 | Plat beton A4, tebal 160 mm | [6 empty] | 0 |  |  | 0
- | Bekisting untuk plat lantai (3x pakai) | 27.88 | m2 | D.03.12 | Analisa Standar | 151990.0023 | 4237481.2632 | 0.011089 |  |  | 4237481.2632
- | Penulangan slab untuk BjTS | 1026.09 | Kg | D.01.1.4 | CK - 2.2.1.1.1a | 14261.6802 | 14633767.4194 | 0.038296 |  |  | 14633767.4194
- | Beton ready mix F'c 25 MPa | 4.46 | m3 | D.02.3.6 | Analisa Standar | 1233499.4336 | 5501407.4737 | 0.014397 |  |  | 5501407.4737
29 | Plat beton A5, tebal 210 mm | [6 empty] | 0 |  |  | 0
- | Bekisting untuk plat lantai (3x pakai) | 49.71 | m2 | D.03.12 | Analisa Standar | 151990.0023 | 7555423.0126 | 0.019772 |  |  | 7555423.0126
- | Penulangan slab untuk BjTS | 1775.05 | Kg | D.01.1.4 | CK - 2.2.1.1.1a | 14261.6802 | 25315195.4096 | 0.066249 |  |  | 25315195.4096
- | Beton ready mix F'c 25 MPa | 10.44 | m3 | D.02.3.6 | Analisa Standar | 1233499.4336 | 12877734.0863 | 0.033701 |  |  | 12877734.0863
| PLAT BETON, ELV. +13.500 | [6 empty] | 0 |  |  | 0
30 | Plat beton A1a, tebal 120 mm | [6 empty] | 0 |  |  | 0
- | Bekisting untuk plat lantai (3x pakai) | 9.17 | m2 | D.03.12 | Analisa Standar | 151990.0023 | 1393748.3208 | 0.0036474 |  |  | 1393748.3208
- | Penulangan slab untuk BjTS | 161.89 | Kg | D.01.1.4 | CK - 2.2.1.1.1a | 14261.6802 | 2308823.4049 | 0.0060421 |  |  | 2308823.4049
- | Beton ready mix F'c 25 MPa | 1.1 | m3 | D.02.3.6 | Analisa Standar | 1233499.4336 | 1356849.3769 | 0.0035508 |  |  | 1356849.3769
| PEDESTAL RAFTER | [6 empty] | 0 |  |  | 0
31 | Pedestal rafter | [6 empty] | 0 |  |  | 0
- | Bekisting untuk kolom (3x pakai) | 11.2 | m2 | D.03.10 | Analisa Standar | 147164.8982 | 1648246.8601 | 0.0043134 |  |  | 1648246.8601
- | Penulangan kolom, balok, ring balk, sloof, dan shearwall | 140.07 | Kg | D.01.1.2 | CK - 2.2.1.1.4a | 14729.1876 | 2063117.3021 | 0.0053991 |  |  | 2063117.3021
- | Beton ready mix F'c 25 MPa | 1.12 | m3 | D.02.3.6 | Analisa Standar | 1233499.4336 | 1381519.3656 | 0.0036154 |  |  | 1381519.3656
32 | Penggantung besi hook lift | 1 | unit | AG.05 | Analisa non standar | 128500 | 128500 | 0.00033628 |  |  | 128500
[8 empty] | 0 |  |  | 0
F | PEKERJAAN ATAP (KANAN) | [6 empty] | 0 |  |  | 0
| Catatan : | [6 empty] | 0 |  |  | 0
| Pekerjaan besi baja dan plat besi, meliputi : pengelasan, finishing cat anti karat dan erection/pemasangan | [6 empty] | 0 |  |  | 0
| KUDA-KUDA KD1 | [6 empty] | 0 |  |  | 0
1 | IWF 300 x 150 x 5.5 x 8 mm (finishing & cat zinchromate) | 1532.7 | kg | D.01.2.5 | Analisa standar | 27800.2325 | 42609416.3902 | 0.11151 |  |  | 42609416.3902
2 | Haunch IWF 300 x 150 x 5.5 x 8 mm (finishing & cat zinchromate) | 117.31 | kg | D.01.2.5 | Analisa standar | 27800.2325 | 3261245.2774 | 0.0085346 |  |  | 3261245.2774
3 | IWF 250 x 125 x 6 x 9 mm (finishing & cat zinchromate) | 579.75 | kg | D.01.2.5 | Analisa standar | 27800.2325 | 16117184.806 | 0.042178 |  |  | 16117184.806
4 | H-Beam 200 x 200 x 8 x 12 mm (finishing & cat zinchromate) | 420.16 | kg | D.01.2.5 | Analisa standar | 27800.2325 | 11680545.6975 | 0.030568 |  |  | 11680545.6975
5 | Plat stiffener, tebal 8 mm (finishing & cat zinchromate) | 196.58 | kg | D.01.2.6 | Analisa Standar | 26320.6328 | 5174109.9913 | 0.01354 |  |  | 5174109.9913
6 | Plat stiffener, tebal 10 mm (finishing & cat zinchromate) | 64.81 | kg | D.01.2.6 | Analisa Standar | 26320.6328 | 1705840.2103 | 0.0044641 |  |  | 1705840.2103
7 | Plat sambung, tebal 14 mm (finishing & cat zinchromate) | 124.1 | kg | D.01.2.6 | Analisa Standar | 26320.6328 | 3266390.5276 | 0.008548 |  |  | 3266390.5276
8 | Plat plendes, tebal 20 mm (finishing & cat zinchromate) | 28.54 | kg | D.01.2.6 | Analisa Standar | 26320.6328 | 751190.8594 | 0.0019658 |  |  | 751190.8594
9 | Angkur baut L Ø 16 mm A325 (termasuk 2 mur & 2 ring) | 16 | bh | D.05.03.01.0 | CK - 2.3.1.2 | 66186.1682 | 1058978.6917 | 0.0027713 |  |  | 1058978.6917
10 | Baut A325 Ø 16 mm A325 (termasuk 2 ring) | 128 | bh | D.05.02.02 | CK - 2.3.1.3 | 11524.5724 | 1475145.2663 | 0.0038604 |  |  | 1475145.2663
11 | Baut A325 Ø 12 mm A325 (termasuk 2 ring) | 144 | bh | D.05.02.01 | CK - 2.3.1.3 | 4242.7756 | 610959.6918 | 0.0015989 |  |  | 610959.6918
12 | Grouting, uk. 200 x 220 x 30 mm | 4 | ttk | D.02.3.11 | CK - 2.2.1.11.1 | 7150 | 28600 | 7.4845e-05 |  |  | 28600
13 | Plat dudukan gording (CTP - 150) | 59.4 | kg | D.01.2.6 | Analisa Standar | 26320.6328 | 1563445.5869 | 0.0040915 |  |  | 1563445.5869
14 | Cap plate, tebal 10 mm (finishing & cat zinchromate) | 26.12 | kg | D.01.2.6 | Analisa Standar | 26320.6328 | 687494.9281 | 0.0017992 |  |  | 687494.9281
[8 empty] | 0 |  |  | 0
| KUDA-KUDA KD2 | [6 empty] | 0 |  |  | 0
1 | IWF 300 x 150 x 5.5 x 8 mm (finishing & cat zinchromate) | 1459.71 | kg | D.01.2.5 | Analisa standar | 27800.2325 | 40580277.4182 | 0.1062 |  |  | 40580277.4182
2 | Haunch IWF 300 x 150 x 5.5 x 8 mm (finishing & cat zinchromate) | 117.31 | kg | D.01.2.5 | Analisa standar | 27800.2325 | 3261245.2774 | 0.0085346 |  |  | 3261245.2774
3 | IWF 250 x 125 x 6 x 9 mm (finishing & cat zinchromate) | 579.75 | kg | D.01.2.5 | Analisa standar | 27800.2325 | 16117184.806 | 0.042178 |  |  | 16117184.806
4 | H-Beam 200 x 200 x 8 x 12 mm (finishing & cat zinchromate) | 420.16 | kg | D.01.2.5 | Analisa standar | 27800.2325 | 11680545.6975 | 0.030568 |  |  | 11680545.6975
5 | Plat stiffener, tebal 8 mm (finishing & cat zinchromate) | 196.58 | kg | D.01.2.6 | Analisa Standar | 26320.6328 | 5174109.9913 | 0.01354 |  |  | 5174109.9913
6 | Plat stiffener, tebal 10 mm (finishing & cat zinchromate) | 64.81 | kg | D.01.2.6 | Analisa Standar | 26320.6328 | 1705840.2103 | 0.0044641 |  |  | 1705840.2103
7 | Plat sambung, tebal 14 mm (finishing & cat zinchromate) | 124.1 | kg | D.01.2.6 | Analisa Standar | 26320.6328 | 3266390.5276 | 0.008548 |  |  | 3266390.5276
8 | Plat plendes, tebal 20 mm (finishing & cat zinchromate) | 28.54 | kg | D.01.2.6 | Analisa Standar | 26320.6328 | 751190.8594 | 0.0019658 |  |  | 751190.8594
9 | Angkur baut L Ø 16 mm A325 (termasuk 2 mur & 2 ring) | 16 | bh | D.05.03.01.0 | CK - 2.3.1.2 | 66186.1682 | 1058978.6917 | 0.0027713 |  |  | 1058978.6917
10 | Baut A325 Ø 16 mm A325 (termasuk 2 ring) | 128 | bh | D.05.02.02 | CK - 2.3.1.3 | 11524.5724 | 1475145.2663 | 0.0038604 |  |  | 1475145.2663
11 | Baut A325 Ø 12 mm A325 (termasuk 2 ring) | 144 | bh | D.05.02.01 | CK - 2.3.1.3 | 4242.7756 | 610959.6918 | 0.0015989 |  |  | 610959.6918
12 | Grouting, uk. 200 x 220 x 30 mm | 4 | ttk | D.02.3.11 | CK - 2.2.1.11.1 | 7150 | 28600 | 7.4845e-05 |  |  | 28600
13 | Plat dudukan gording (CTP - 150) | 59.4 | kg | D.01.2.6 | Analisa Standar | 26320.6328 | 1563445.5869 | 0.0040915 |  |  | 1563445.5869
14 | Cap plate, tebal 10 mm (finishing & cat zinchromate) | 26.12 | kg | D.01.2.6 | Analisa Standar | 26320.6328 | 687494.9281 | 0.0017992 |  |  | 687494.9281
[8 empty] | 0 |  |  | 0
| KUDA-KUDA KD3 | [6 empty] | 0 |  |  | 0
1 | IWF 300 x 150 x 5.5 x 8 mm (finishing & cat zinchromate) | 1339.9 | kg | D.01.2.5 | Analisa standar | 27800.2325 | 37249531.5595 | 0.097481 |  |  | 37249531.5595
2 | Haunch IWF 300 x 150 x 5.5 x 8 mm (finishing & cat zinchromate) | 180.86 | kg | D.01.2.5 | Analisa standar | 27800.2325 | 5027950.0544 | 0.013158 |  |  | 5027950.0544
3 | H-Beam 200 x 200 x 8 x 12 mm (finishing & cat zinchromate) | 471.26 | kg | D.01.2.5 | Analisa standar | 27800.2325 | 13101137.5795 | 0.034285 |  |  | 13101137.5795
4 | Plat stiffener, tebal 8 mm (finishing & cat zinchromate) | 206.8 | kg | D.01.2.6 | Analisa Standar | 26320.6328 | 5443106.8582 | 0.014244 |  |  | 5443106.8582
5 | Plat stiffener, tebal 10 mm (finishing & cat zinchromate) | 38.88 | kg | D.01.2.6 | Analisa Standar | 26320.6328 | 1023346.2024 | 0.0026781 |  |  | 1023346.2024
6 | Plat sambung, tebal 14 mm (finishing & cat zinchromate) | 190.53 | kg | D.01.2.6 | Analisa Standar | 26320.6328 | 5014870.163 | 0.013124 |  |  | 5014870.163
7 | Plat plendes, tebal 20 mm (finishing & cat zinchromate) | 28.54 | kg | D.01.2.6 | Analisa Standar | 26320.6328 | 751190.8594 | 0.0019658 |  |  | 751190.8594
8 | Angkur baut L Ø 16 mm A325 (termasuk 2 mur & 2 ring) | 16 | bh | D.05.03.01.0 | CK - 2.3.1.2 | 66186.1682 | 1058978.6917 | 0.0027713 |  |  | 1058978.6917
9 | Baut A325 Ø 16 mm A325 (termasuk 2 ring) | 192 | bh | D.05.02.02 | CK - 2.3.1.3 | 11524.5724 | 2212717.8994 | 0.0057906 |  |  | 2212717.8994
10 | Baut A325 Ø 12 mm A325 (termasuk 2 ring) | 96 | bh | D.05.02.01 | CK - 2.3.1.3 | 4242.7756 | 407306.4612 | 0.0010659 |  |  | 407306.4612
11 | Grouting, uk. 200 x 220 x 30 mm | 4 | ttk | D.02.3.11 | CK - 2.2.1.11.1 | 7150 | 28600 | 7.4845e-05 |  |  | 28600
12 | Plat dudukan gording (CTP - 150) | 39.6 | kg | D.01.2.6 | Analisa Standar | 26320.6328 | 1042297.058 | 0.0027277 |  |  | 1042297.058
13 | Cap plate, tebal 10 mm (finishing & cat zinchromate) | 52.04 | kg | D.01.2.6 | Analisa Standar | 26320.6328 | 1369725.7297 | 0.0035845 |  |  | 1369725.7297
[8 empty] | 0 |  |  | 0
| KUDA-KUDA KD4 | [6 empty] | 0 |  |  | 0
1 | IWF 300 x 150 x 5.5 x 8 mm (finishing & cat zinchromate) | 1224.58 | kg | D.01.2.5 | Analisa standar | 27800.2325 | 34043608.7448 | 0.089091 |  |  | 34043608.7448
2 | Haunch IWF 300 x 150 x 5.5 x 8 mm (finishing & cat zinchromate) | 244.86 | kg | D.01.2.5 | Analisa standar | 27800.2325 | 6807164.9359 | 0.017814 |  |  | 6807164.9359
3 | H-Beam 200 x 200 x 8 x 12 mm (finishing & cat zinchromate) | 610.98 | kg | D.01.2.5 | Analisa standar | 27800.2325 | 16985386.0678 | 0.04445 |  |  | 16985386.0678
4 | Plat stiffener, tebal 8 mm (finishing & cat zinchromate) | 151.94 | kg | D.01.2.6 | Analisa Standar | 26320.6328 | 3999156.9441 | 0.010466 |  |  | 3999156.9441
5 | Plat stiffener, tebal 10 mm (finishing & cat zinchromate) | 38.88 | kg | D.01.2.6 | Analisa Standar | 26320.6328 | 1023346.2024 | 0.0026781 |  |  | 1023346.2024
6 | Plat sambung, tebal 14 mm (finishing & cat zinchromate) | 285.79 | kg | D.01.2.6 | Analisa Standar | 26320.6328 | 7522173.6413 | 0.019685 |  |  | 7522173.6413
7 | Plat plendes, tebal 20 mm (finishing & cat zinchromate) | 28.54 | kg | D.01.2.6 | Analisa Standar | 26320.6328 | 751190.8594 | 0.0019658 |  |  | 751190.8594
8 | Angkur baut L Ø 16 mm A325 (termasuk 2 mur & 2 ring) | 16 | bh | D.05.03.01.0 | CK - 2.3.1.2 | 66186.1682 | 1058978.6917 | 0.0027713 |  |  | 1058978.6917
9 | Baut A325 Ø 16 mm A325 (termasuk 2 ring) | 288 | bh | D.05.02.02 | CK - 2.3.1.3 | 11524.5724 | 3319076.8491 | 0.0086859 |  |  | 3319076.8491
10 | Baut A325 Ø 12 mm A325 (termasuk 2 ring) | 48 | bh | D.05.02.01 | CK - 2.3.1.3 | 4242.7756 | 203653.2306 | 0.00053295 |  |  | 203653.2306
11 | Grouting, uk. 200 x 220 x 30 mm | 4 | ttk | D.02.3.11 | CK - 2.2.1.11.1 | 7150 | 28600 | 7.4845e-05 |  |  | 28600
12 | Plat dudukan gording (CTP - 150) | 33 | kg | D.01.2.6 | Analisa Standar | 26320.6328 | 868580.8816 | 0.0022731 |  |  | 868580.8816
13 | Cap plate, tebal 10 mm (finishing & cat zinchromate) | 77.96 | kg | D.01.2.6 | Analisa Standar | 26320.6328 | 2051956.5313 | 0.0053699 |  |  | 2051956.5313
[8 empty] | 0 |  |  | 0
| KUDA-KUDA KD5 | [6 empty] | 0 |  |  | 0
1 | IWF 300 x 150 x 5.5 x 8 mm (finishing & cat zinchromate) | 702.4 | kg | D.01.2.5 | Analisa standar | 27800.2325 | 19526883.3252 | 0.051101 |  |  | 19526883.3252
2 | Haunch IWF 300 x 150 x 5.5 x 8 mm (finishing & cat zinchromate) | 137.57 | kg | D.01.2.5 | Analisa standar | 27800.2325 | 3824477.9884 | 0.010009 |  |  | 3824477.9884
3 | H-Beam 200 x 200 x 8 x 12 mm (finishing & cat zinchromate) | 377.24 | kg | D.01.2.5 | Analisa standar | 27800.2325 | 10487359.7175 | 0.027445 |  |  | 10487359.7175
4 | Plat stiffener, tebal 8 mm (finishing & cat zinchromate) | 119.31 | kg | D.01.2.6 | Analisa Standar | 26320.6328 | 3140314.6966 | 0.0082181 |  |  | 3140314.6966
5 | Plat stiffener, tebal 10 mm (finishing & cat zinchromate) | 19.44 | kg | D.01.2.6 | Analisa Standar | 26320.6328 | 511673.1012 | 0.001339 |  |  | 511673.1012
6 | Plat sambung, tebal 14 mm (finishing & cat zinchromate) | 150.94 | kg | D.01.2.6 | Analisa Standar | 26320.6328 | 3972836.3113 | 0.010397 |  |  | 3972836.3113
7 | Plat plendes, tebal 20 mm (finishing & cat zinchromate) | 14.27 | kg | D.01.2.6 | Analisa Standar | 26320.6328 | 375595.4297 | 0.00098292 |  |  | 375595.4297
8 | Angkur baut L Ø 16 mm A325 (termasuk 2 mur & 2 ring) | 8 | bh | D.05.03.01.0 | CK - 2.3.1.2 | 66186.1682 | 529489.3458 | 0.0013857 |  |  | 529489.3458
9 | Baut A325 Ø 16 mm A325 (termasuk 2 ring) | 144 | bh | D.05.02.02 | CK - 2.3.1.3 | 11524.5724 | 1659538.4245 | 0.004343 |  |  | 1659538.4245
10 | Baut A325 Ø 12 mm A325 (termasuk 2 ring) | 72 | bh | D.05.02.01 | CK - 2.3.1.3 | 4242.7756 | 305479.8459 | 0.00079943 |  |  | 305479.8459
11 | Grouting, uk. 200 x 220 x 30 mm | 2 | ttk | D.02.3.11 | CK - 2.2.1.11.1 | 7150 | 14300 | 3.7423e-05 |  |  | 14300
12 | Plat dudukan gording (CTP - 150) | 29.7 | kg | D.01.2.6 | Analisa Standar | 26320.6328 | 781722.7935 | 0.0020457 |  |  | 781722.7935
13 | Cap plate, tebal 10 mm (finishing & cat zinchromate) | 45.36 | kg | D.01.2.6 | Analisa Standar | 26320.6328 | 1193903.9028 | 0.0031244 |  |  | 1193903.9028
[8 empty] | 0 |  |  | 0
| KUDA-KUDA KD6 | [6 empty] | 0 |  |  | 0
1 | IWF 300 x 150 x 5.5 x 8 mm (finishing & cat zinchromate) | 934.66 | kg | D.01.2.5 | Analisa standar | 27800.2325 | 25983765.3313 | 0.067999 |  |  | 25983765.3313
2 | Haunch IWF 300 x 150 x 5.5 x 8 mm (finishing & cat zinchromate) | 187.71 | kg | D.01.2.5 | Analisa standar | 27800.2325 | 5218381.6472 | 0.013656 |  |  | 5218381.6472
3 | H-Beam 200 x 200 x 8 x 12 mm (finishing & cat zinchromate) | 577.84 | kg | D.01.2.5 | Analisa standar | 27800.2325 | 16064086.3619 | 0.042039 |  |  | 16064086.3619
4 | Plat stiffener, tebal 8 mm (finishing & cat zinchromate) | 116.87 | kg | D.01.2.6 | Analisa Standar | 26320.6328 | 3076092.3526 | 0.00805 |  |  | 3076092.3526
5 | Plat stiffener, tebal 10 mm (finishing & cat zinchromate) | 38.88 | kg | D.01.2.6 | Analisa Standar | 26320.6328 | 1023346.2024 | 0.0026781 |  |  | 1023346.2024
6 | Plat sambung, tebal 14 mm (finishing & cat zinchromate) | 206.47 | kg | D.01.2.6 | Analisa Standar | 26320.6328 | 5434421.0494 | 0.014222 |  |  | 5434421.0494
7 | Plat plendes, tebal 20 mm (finishing & cat zinchromate) | 28.54 | kg | D.01.2.6 | Analisa Standar | 26320.6328 | 751190.8594 | 0.0019658 |  |  | 751190.8594
8 | Angkur baut L Ø 16 mm A325 (termasuk 2 mur & 2 ring) | 16 | bh | D.05.03.01.0 | CK - 2.3.1.2 | 66186.1682 | 1058978.6917 | 0.0027713 |  |  | 1058978.6917
9 | Baut A325 Ø 16 mm A325 (termasuk 2 ring) | 192 | bh | D.05.02.02 | CK - 2.3.1.3 | 11524.5724 | 2212717.8994 | 0.0057906 |  |  | 2212717.8994
10 | Baut A325 Ø 12 mm A325 (termasuk 2 ring) | 96 | bh | D.05.02.01 | CK - 2.3.1.3 | 4242.7756 | 407306.4612 | 0.0010659 |  |  | 407306.4612
11 | Grouting, uk. 200 x 220 x 30 mm | 4 | ttk | D.02.3.11 | CK - 2.2.1.11.1 | 7150 | 28600 | 7.4845e-05 |  |  | 28600
12 | Plat dudukan gording (CTP - 150) | 33 | kg | D.01.2.6 | Analisa Standar | 26320.6328 | 868580.8816 | 0.0022731 |  |  | 868580.8816
13 | Cap plate, tebal 10 mm (finishing & cat zinchromate) | 38.88 | kg | D.01.2.6 | Analisa Standar | 26320.6328 | 1023346.2024 | 0.0026781 |  |  | 1023346.2024
[8 empty] | 0 |  |  | 0
| KUDA-KUDA KD7 | [6 empty] | 0 |  |  | 0
1 | IWF 300 x 150 x 5.5 x 8 mm (finishing & cat zinchromate) | 469.25 | kg | D.01.2.5 | Analisa standar | 27800.2325 | 13045259.1121 | 0.034139 |  |  | 13045259.1121
2 | Haunch IWF 300 x 150 x 5.5 x 8 mm (finishing & cat zinchromate) | 116.67 | kg | D.01.2.5 | Analisa standar | 27800.2325 | 3243453.1286 | 0.008488 |  |  | 3243453.1286
3 | H-Beam 200 x 200 x 8 x 12 mm (finishing & cat zinchromate) | 425.95 | kg | D.01.2.5 | Analisa standar | 27800.2325 | 11841509.0438 | 0.030989 |  |  | 11841509.0438
4 | Plat stiffener, tebal 8 mm (finishing & cat zinchromate) | 58.44 | kg | D.01.2.6 | Analisa Standar | 26320.6328 | 1538177.7795 | 0.0040254 |  |  | 1538177.7795
5 | Plat stiffener, tebal 10 mm (finishing & cat zinchromate) | 38.88 | kg | D.01.2.6 | Analisa Standar | 26320.6328 | 1023346.2024 | 0.0026781 |  |  | 1023346.2024
6 | Plat sambung, tebal 14 mm (finishing & cat zinchromate) | 95.26 | kg | D.01.2.6 | Analisa Standar | 26320.6328 | 2507303.4783 | 0.0065615 |  |  | 2507303.4783
7 | Plat plendes, tebal 20 mm (finishing & cat zinchromate) | 28.54 | kg | D.01.2.6 | Analisa Standar | 26320.6328 | 751190.8594 | 0.0019658 |  |  | 751190.8594
8 | Angkur baut L Ø 16 mm A325 (termasuk 2 mur & 2 ring) | 16 | bh | D.05.03.01.0 | CK - 2.3.1.2 | 66186.1682 | 1058978.6917 | 0.0027713 |  |  | 1058978.6917
9 | Baut A325 Ø 16 mm A325 (termasuk 2 ring) | 96 | bh | D.05.02.02 | CK - 2.3.1.3 | 11524.5724 | 1106358.9497 | 0.0028953 |  |  | 1106358.9497
10 | Baut A325 Ø 12 mm A325 (termasuk 2 ring) | 64 | bh | D.05.02.01 | CK - 2.3.1.3 | 4242.7756 | 271537.6408 | 0.00071061 |  |  | 271537.6408
11 | Grouting, uk. 200 x 220 x 30 mm | 4 | ttk | D.02.3.11 | CK - 2.2.1.11.1 | 7150 | 28600 | 7.4845e-05 |  |  | 28600
12 | Plat dudukan gording (CTP - 150) | 26.4 | kg | D.01.2.6 | Analisa Standar | 26320.6328 | 694864.7053 | 0.0018184 |  |  | 694864.7053
13 | Cap plate, tebal 10 mm (finishing & cat zinchromate) | 38.88 | kg | D.01.2.6 | Analisa Standar | 26320.6328 | 1023346.2024 | 0.0026781 |  |  | 1023346.2024
[8 empty] | 0 |  |  | 0
| JURAI | [6 empty] | 0 |  |  | 0
1 | IWF 300 x 150 x 5.5 x 8 mm (finishing & cat zinchromate) | 2236.39 | kg | D.01.2.5 | Analisa standar | 27800.2325 | 62172162.0153 | 0.1627 |  |  | 62172162.0153
2 | Haunch IWF 300 x 150 x 5.5 x 8 mm (finishing & cat zinchromate) | 187.71 | kg | D.01.2.5 | Analisa standar | 27800.2325 | 5218381.6472 | 0.013656 |  |  | 5218381.6472
3 | H-Beam 200 x 200 x 8 x 12 mm (finishing & cat zinchromate) | 754.49 | kg | D.01.2.5 | Analisa standar | 27800.2325 | 20974997.4374 | 0.054891 |  |  | 20974997.4374
4 | Plat stiffener, tebal 8 mm (finishing & cat zinchromate) | 222.06 | kg | D.01.2.6 | Analisa Standar | 26320.6328 | 5844759.7144 | 0.015296 |  |  | 5844759.7144
5 | Plat stiffener, tebal 10 mm (finishing & cat zinchromate) | 38.88 | kg | D.01.2.6 | Analisa Standar | 26320.6328 | 1023346.2024 | 0.0026781 |  |  | 1023346.2024
6 | Plat sambung, tebal 14 mm (finishing & cat zinchromate) | 301.89 | kg | D.01.2.6 | Analisa Standar | 26320.6328 | 7945935.829 | 0.020794 |  |  | 7945935.829
7 | Plat plendes, tebal 20 mm (finishing & cat zinchromate) | 28.54 | kg | D.01.2.6 | Analisa Standar | 26320.6328 | 751190.8594 | 0.0019658 |  |  | 751190.8594
8 | Angkur baut L Ø 16 mm A325 (termasuk 2 mur & 2 ring) | 16 | bh | D.05.03.01.0 | CK - 2.3.1.2 | 66186.1682 | 1058978.6917 | 0.0027713 |  |  | 1058978.6917
9 | Baut A325 Ø 16 mm A325 (termasuk 2 ring) | 288 | bh | D.05.02.02 | CK - 2.3.1.3 | 11524.5724 | 3319076.8491 | 0.0086859 |  |  | 3319076.8491
10 | Grouting, uk. 200 x 220 x 30 mm | 4 | ttk | D.02.3.11 | CK - 2.2.1.11.1 | 7150 | 28600 | 7.4845e-05 |  |  | 28600
11 | Cap plate, tebal 10 mm (finishing & cat zinchromate) | 90.73 | kg | D.01.2.6 | Analisa Standar | 26320.6328 | 2388071.0118 | 0.0062495 |  |  | 2388071.0118
[8 empty] | 0 |  |  | 0
| Pekerjaan Gording, Rangka, dan Penutup Atap | [6 empty] | 0 |  |  | 0
1 | Gording lipped chanel 150 x 65 x 20 x 3.2 mm (finishing & cat zinchromate) | 4587.64 | kg | D.01.2.5 | Analisa standar | 27800.2325 | 127537458.7384 | 0.33376 |  |  | 127537458.7384
2 | Plat koneksi 3 mm (finishing & cat zinchromate) | 176.55 | kg | D.01.2.6 | Analisa Standar | 26320.6328 | 4646907.7167 | 0.012161 |  |  | 4646907.7167
3 | Plat Rib 3 mm Jarak 400 mm (finishing & cat zinchromate) | 371.46 | kg | D.01.2.6 | Analisa Standar | 26320.6328 | 9777062.2513 | 0.025586 |  |  | 9777062.2513
4 | Nok - lipped chanel 150 x 65 x 20 x 3.2 mm (finishing & cat zinchromate) | 614.97 | kg | D.01.2.5 | Analisa standar | 27800.2325 | 17096308.9956 | 0.044741 |  |  | 17096308.9956
5 | Sagrod Ø 12 mm | 529.64 | Kg | E.07 | Analisa non standar | 10106.1137 | 5352602.0678 | 0.014008 |  |  | 5352602.0678
6 | Tierod Ø 12 mm | 6.82 | Kg | E.08 | Analisa non standar | 12098.98 | 82515.0435 | 0.00021594 |  |  | 82515.0435
7 | Mur & ring A325 Ø 12 mm | 1380 | bh | D.05.02.01 | CK - 2.3.1.3 | 4242.7756 | 5855030.3794 | 0.015322 |  |  | 5855030.3794
8 | Trekstang Ø 16 mm | 338.64 | Kg | E.09 | Analisa non standar | 11652.4191 | 3945975.1946 | 0.010326 |  |  | 3945975.1946
9 | Spanskrof Ø 16 mm | 32 | bh | E.11 | Analisa non standar | 66686.1792 | 2133957.7337 | 0.0055845 |  |  | 2133957.7337
10 | Usuk dan reng baja ringan (G550) | 825.33 | m2 | E.02 | Analisa non standar | 137024.7962 | 113090675.0586 | 0.29595 |  |  | 113090675.0586
11 | Roof mesh (Kawat ayam) | 825.33 | m2 | E.04 | CK - 3.2.2 | 32500 | 26823225 | 0.070196 |  |  | 26823225
12 | Alumunium foil double side | 825.33 | m2 | E.04.1 | CK - 3.2.1 | 19013.0232 | 15692018.4536 | 0.041066 |  |  | 15692018.4536
13 | Penutup atap genteng metal berpasir, tebal 0.35 mm (TCT) | 825.33 | m2 | E.40 | 3.1.3.7 | 187999.3596 | 155161511.4401 | 0.40605 |  |  | 155161511.4401
14 | Nok atap metal, tebal 0.35 mm (TCT) | 81.89 | m1 | E.41 | 3.1.2.15 | 131851.7727 | 10797341.6687 | 0.028256 |  |  | 10797341.6687
15 | Lisplank - Papan fiber semen 2x8/200 mm (finish cat) | 109.6 | m' | E.05 | Analisa Standar | 97952.6644 | 10735612.0159 | 0.028095 |  |  | 10735612.0159
[8 empty] | 0 |  |  | 0
G | PEKERJAAN ATAP (KIRI) | [6 empty] | 0 |  |  | 0
| Catatan : | [6 empty] | 0 |  |  | 0
| Pekerjaan besi baja dan plat besi, meliputi : pengelasan, finishing cat anti karat dan cat besi | [6 empty] | 0 |  |  | 0
| KUDA-KUDA KD1 | [6 empty] | 0 |  |  | 0
1 | IWF 300 x 150 x 5.5 x 8 mm (finishing & cat zinchromate) | 1532.7 | kg | D.01.2.5 | Analisa standar | 27800.2325 | 42609416.3902 | 0.11151 |  |  | 42609416.3902
2 | Haunch IWF 300 x 150 x 5.5 x 8 mm (finishing & cat zinchromate) | 117.31 | kg | D.01.2.5 | Analisa standar | 27800.2325 | 3261245.2774 | 0.0085346 |  |  | 3261245.2774
3 | IWF 250 x 125 x 6 x 9 mm (finishing & cat zinchromate) | 579.75 | kg | D.01.2.5 | Analisa standar | 27800.2325 | 16117184.806 | 0.042178 |  |  | 16117184.806
4 | H-Beam 200 x 200 x 8 x 12 mm (finishing & cat zinchromate) | 420.16 | kg | D.01.2.5 | Analisa standar | 27800.2325 | 11680545.6975 | 0.030568 |  |  | 11680545.6975
5 | Plat stiffener, tebal 8 mm (finishing & cat zinchromate) | 196.58 | kg | D.01.2.6 | Analisa Standar | 26320.6328 | 5174109.9913 | 0.01354 |  |  | 5174109.9913
6 | Plat stiffener, tebal 10 mm (finishing & cat zinchromate) | 64.81 | kg | D.01.2.6 | Analisa Standar | 26320.6328 | 1705840.2103 | 0.0044641 |  |  | 1705840.2103
7 | Plat sambung, tebal 14 mm (finishing & cat zinchromate) | 124.1 | kg | D.01.2.6 | Analisa Standar | 26320.6328 | 3266390.5276 | 0.008548 |  |  | 3266390.5276
8 | Plat plendes, tebal 20 mm (finishing & cat zinchromate) | 28.54 | kg | D.01.2.6 | Analisa Standar | 26320.6328 | 751190.8594 | 0.0019658 |  |  | 751190.8594
9 | Angkur baut L Ø 16 mm A325 (termasuk 2 mur & 2 ring) | 16 | bh | D.05.03.01.0 | CK - 2.3.1.2 | 66186.1682 | 1058978.6917 | 0.0027713 |  |  | 1058978.6917
10 | Baut A325 Ø 16 mm A325 (termasuk 2 ring) | 128 | bh | D.05.02.02 | CK - 2.3.1.3 | 11524.5724 | 1475145.2663 | 0.0038604 |  |  | 1475145.2663
11 | Baut A325 Ø 12 mm A325 (termasuk 2 ring) | 144 | bh | D.05.02.01 | CK - 2.3.1.3 | 4242.7756 | 610959.6918 | 0.0015989 |  |  | 610959.6918
12 | Grouting, uk. 200 x 220 x 30 mm | 4 | ttk | D.02.3.11 | CK - 2.2.1.11.1 | 7150 | 28600 | 7.4845e-05 |  |  | 28600
13 | Plat dudukan gording (CTP - 150) | 59.4 | kg | D.01.2.6 | Analisa Standar | 26320.6328 | 1563445.5869 | 0.0040915 |  |  | 1563445.5869
14 | Cap plate, tebal 10 mm (finishing & cat zinchromate) | 26.12 | kg | D.01.2.6 | Analisa Standar | 26320.6328 | 687494.9281 | 0.0017992 |  |  | 687494.9281
[8 empty] | 0 |  |  | 0
| KUDA-KUDA KD2 | [6 empty] | 0 |  |  | 0
1 | IWF 300 x 150 x 5.5 x 8 mm (finishing & cat zinchromate) | 1459.71 | kg | D.01.2.5 | Analisa standar | 27800.2325 | 40580277.4182 | 0.1062 |  |  | 40580277.4182
2 | Haunch IWF 300 x 150 x 5.5 x 8 mm (finishing & cat zinchromate) | 117.31 | kg | D.01.2.5 | Analisa standar | 27800.2325 | 3261245.2774 | 0.0085346 |  |  | 3261245.2774
3 | IWF 250 x 125 x 6 x 9 mm (finishing & cat zinchromate) | 579.75 | kg | D.01.2.5 | Analisa standar | 27800.2325 | 16117184.806 | 0.042178 |  |  | 16117184.806
4 | H-Beam 200 x 200 x 8 x 12 mm (finishing & cat zinchromate) | 420.16 | kg | D.01.2.5 | Analisa standar | 27800.2325 | 11680545.6975 | 0.030568 |  |  | 11680545.6975
5 | Plat stiffener, tebal 8 mm (finishing & cat zinchromate) | 196.58 | kg | D.01.2.6 | Analisa Standar | 26320.6328 | 5174109.9913 | 0.01354 |  |  | 5174109.9913
6 | Plat stiffener, tebal 10 mm (finishing & cat zinchromate) | 64.81 | kg | D.01.2.6 | Analisa Standar | 26320.6328 | 1705840.2103 | 0.0044641 |  |  | 1705840.2103
7 | Plat sambung, tebal 14 mm (finishing & cat zinchromate) | 124.1 | kg | D.01.2.6 | Analisa Standar | 26320.6328 | 3266390.5276 | 0.008548 |  |  | 3266390.5276
8 | Plat plendes, tebal 20 mm (finishing & cat zinchromate) | 28.54 | kg | D.01.2.6 | Analisa Standar | 26320.6328 | 751190.8594 | 0.0019658 |  |  | 751190.8594
9 | Angkur baut L Ø 16 mm A325 (termasuk 2 mur & 2 ring) | 16 | bh | D.05.03.01.0 | CK - 2.3.1.2 | 66186.1682 | 1058978.6917 | 0.0027713 |  |  | 1058978.6917
10 | Baut A325 Ø 16 mm A325 (termasuk 2 ring) | 128 | bh | D.05.02.02 | CK - 2.3.1.3 | 11524.5724 | 1475145.2663 | 0.0038604 |  |  | 1475145.2663
11 | Baut A325 Ø 12 mm A325 (termasuk 2 ring) | 144 | bh | D.05.02.01 | CK - 2.3.1.3 | 4242.7756 | 610959.6918 | 0.0015989 |  |  | 610959.6918
12 | Grouting, uk. 200 x 220 x 30 mm | 4 | ttk | D.02.3.11 | CK - 2.2.1.11.1 | 7150 | 28600 | 7.4845e-05 |  |  | 28600
13 | Plat dudukan gording (CTP - 150) | 59.4 | kg | D.01.2.6 | Analisa Standar | 26320.6328 | 1563445.5869 | 0.0040915 |  |  | 1563445.5869
14 | Cap plate, tebal 10 mm (finishing & cat zinchromate) | 26.12 | kg | D.01.2.6 | Analisa Standar | 26320.6328 | 687494.9281 | 0.0017992 |  |  | 687494.9281
[8 empty] | 0 |  |  | 0
| KUDA-KUDA KD3 | [6 empty] | 0 |  |  | 0
1 | IWF 300 x 150 x 5.5 x 8 mm (finishing & cat zinchromate) | 1339.9 | kg | D.01.2.5 | Analisa standar | 27800.2325 | 37249531.5595 | 0.097481 |  |  | 37249531.5595
2 | Haunch IWF 300 x 150 x 5.5 x 8 mm (finishing & cat zinchromate) | 180.86 | kg | D.01.2.5 | Analisa standar | 27800.2325 | 5027950.0544 | 0.013158 |  |  | 5027950.0544
3 | H-Beam 200 x 200 x 8 x 12 mm (finishing & cat zinchromate) | 471.26 | kg | D.01.2.5 | Analisa standar | 27800.2325 | 13101137.5795 | 0.034285 |  |  | 13101137.5795
4 | Plat stiffener, tebal 8 mm (finishing & cat zinchromate) | 206.8 | kg | D.01.2.6 | Analisa Standar | 26320.6328 | 5443106.8582 | 0.014244 |  |  | 5443106.8582
5 | Plat stiffener, tebal 10 mm (finishing & cat zinchromate) | 38.88 | kg | D.01.2.6 | Analisa Standar | 26320.6328 | 1023346.2024 | 0.0026781 |  |  | 1023346.2024
6 | Plat sambung, tebal 14 mm (finishing & cat zinchromate) | 190.53 | kg | D.01.2.6 | Analisa Standar | 26320.6328 | 5014870.163 | 0.013124 |  |  | 5014870.163
7 | Plat plendes, tebal 20 mm (finishing & cat zinchromate) | 28.54 | kg | D.01.2.6 | Analisa Standar | 26320.6328 | 751190.8594 | 0.0019658 |  |  | 751190.8594
8 | Angkur baut L Ø 16 mm A325 (termasuk 2 mur & 2 ring) | 16 | bh | D.05.03.01.0 | CK - 2.3.1.2 | 66186.1682 | 1058978.6917 | 0.0027713 |  |  | 1058978.6917
9 | Baut A325 Ø 16 mm A325 (termasuk 2 ring) | 192 | bh | D.05.02.02 | CK - 2.3.1.3 | 11524.5724 | 2212717.8994 | 0.0057906 |  |  | 2212717.8994
10 | Baut A325 Ø 12 mm A325 (termasuk 2 ring) | 96 | bh | D.05.02.01 | CK - 2.3.1.3 | 4242.7756 | 407306.4612 | 0.0010659 |  |  | 407306.4612
11 | Grouting, uk. 200 x 220 x 30 mm | 4 | ttk | D.02.3.11 | CK - 2.2.1.11.1 | 7150 | 28600 | 7.4845e-05 |  |  | 28600
12 | Plat dudukan gording (CTP - 150) | 39.6 | kg | D.01.2.6 | Analisa Standar | 26320.6328 | 1042297.058 | 0.0027277 |  |  | 1042297.058
13 | Cap plate, tebal 10 mm (finishing & cat zinchromate) | 52.04 | kg | D.01.2.6 | Analisa Standar | 26320.6328 | 1369725.7297 | 0.0035845 |  |  | 1369725.7297
[8 empty] | 0 |  |  | 0
| KUDA-KUDA KD4 | [6 empty] | 0 |  |  | 0
1 | IWF 300 x 150 x 5.5 x 8 mm (finishing & cat zinchromate) | 1224.58 | kg | D.01.2.5 | Analisa standar | 27800.2325 | 34043608.7448 | 0.089091 |  |  | 34043608.7448
2 | Haunch IWF 300 x 150 x 5.5 x 8 mm (finishing & cat zinchromate) | 244.86 | kg | D.01.2.5 | Analisa standar | 27800.2325 | 6807164.9359 | 0.017814 |  |  | 6807164.9359
3 | H-Beam 200 x 200 x 8 x 12 mm (finishing & cat zinchromate) | 610.98 | kg | D.01.2.5 | Analisa standar | 27800.2325 | 16985386.0678 | 0.04445 |  |  | 16985386.0678
4 | Plat stiffener, tebal 8 mm (finishing & cat zinchromate) | 151.94 | kg | D.01.2.6 | Analisa Standar | 26320.6328 | 3999156.9441 | 0.010466 |  |  | 3999156.9441
5 | Plat stiffener, tebal 10 mm (finishing & cat zinchromate) | 38.88 | kg | D.01.2.6 | Analisa Standar | 26320.6328 | 1023346.2024 | 0.0026781 |  |  | 1023346.2024
6 | Plat sambung, tebal 14 mm (finishing & cat zinchromate) | 285.79 | kg | D.01.2.6 | Analisa Standar | 26320.6328 | 7522173.6413 | 0.019685 |  |  | 7522173.6413
7 | Plat plendes, tebal 20 mm (finishing & cat zinchromate) | 28.54 | kg | D.01.2.6 | Analisa Standar | 26320.6328 | 751190.8594 | 0.0019658 |  |  | 751190.8594
8 | Angkur baut L Ø 16 mm A325 (termasuk 2 mur & 2 ring) | 16 | bh | D.05.03.01.0 | CK - 2.3.1.2 | 66186.1682 | 1058978.6917 | 0.0027713 |  |  | 1058978.6917
9 | Baut A325 Ø 16 mm A325 (termasuk 2 ring) | 288 | bh | D.05.02.02 | CK - 2.3.1.3 | 11524.5724 | 3319076.8491 | 0.0086859 |  |  | 3319076.8491
10 | Baut A325 Ø 12 mm A325 (termasuk 2 ring) | 48 | bh | D.05.02.01 | CK - 2.3.1.3 | 4242.7756 | 203653.2306 | 0.00053295 |  |  | 203653.2306
11 | Grouting, uk. 200 x 220 x 30 mm | 4 | ttk | D.02.3.11 | CK - 2.2.1.11.1 | 7150 | 28600 | 7.4845e-05 |  |  | 28600
12 | Plat dudukan gording (CTP - 150) | 33 | kg | D.01.2.6 | Analisa Standar | 26320.6328 | 868580.8816 | 0.0022731 |  |  | 868580.8816
13 | Cap plate, tebal 10 mm (finishing & cat zinchromate) | 77.96 | kg | D.01.2.6 | Analisa Standar | 26320.6328 | 2051956.5313 | 0.0053699 |  |  | 2051956.5313
[8 empty] | 0 |  |  | 0
| KUDA-KUDA KD5 | [6 empty] | 0 |  |  | 0
1 | IWF 300 x 150 x 5.5 x 8 mm (finishing & cat zinchromate) | 702.4 | kg | D.01.2.5 | Analisa standar | 27800.2325 | 19526883.3252 | 0.051101 |  |  | 19526883.3252
2 | Haunch IWF 300 x 150 x 5.5 x 8 mm (finishing & cat zinchromate) | 137.57 | kg | D.01.2.5 | Analisa standar | 27800.2325 | 3824477.9884 | 0.010009 |  |  | 3824477.9884
3 | H-Beam 200 x 200 x 8 x 12 mm (finishing & cat zinchromate) | 377.24 | kg | D.01.2.5 | Analisa standar | 27800.2325 | 10487359.7175 | 0.027445 |  |  | 10487359.7175
4 | Plat stiffener, tebal 8 mm (finishing & cat zinchromate) | 119.31 | kg | D.01.2.6 | Analisa Standar | 26320.6328 | 3140314.6966 | 0.0082181 |  |  | 3140314.6966
5 | Plat stiffener, tebal 10 mm (finishing & cat zinchromate) | 19.44 | kg | D.01.2.6 | Analisa Standar | 26320.6328 | 511673.1012 | 0.001339 |  |  | 511673.1012
6 | Plat sambung, tebal 14 mm (finishing & cat zinchromate) | 150.94 | kg | D.01.2.6 | Analisa Standar | 26320.6328 | 3972836.3113 | 0.010397 |  |  | 3972836.3113
7 | Plat plendes, tebal 20 mm (finishing & cat zinchromate) | 14.27 | kg | D.01.2.6 | Analisa Standar | 26320.6328 | 375595.4297 | 0.00098292 |  |  | 375595.4297
8 | Angkur baut L Ø 16 mm A325 (termasuk 2 mur & 2 ring) | 8 | bh | D.05.03.01.0 | CK - 2.3.1.2 | 66186.1682 | 529489.3458 | 0.0013857 |  |  | 529489.3458
9 | Baut A325 Ø 16 mm A325 (termasuk 2 ring) | 144 | bh | D.05.02.02 | CK - 2.3.1.3 | 11524.5724 | 1659538.4245 | 0.004343 |  |  | 1659538.4245
10 | Baut A325 Ø 12 mm A325 (termasuk 2 ring) | 72 | bh | D.05.02.01 | CK - 2.3.1.3 | 4242.7756 | 305479.8459 | 0.00079943 |  |  | 305479.8459
11 | Grouting, uk. 200 x 220 x 30 mm | 2 | ttk | D.02.3.11 | CK - 2.2.1.11.1 | 7150 | 14300 | 3.7423e-05 |  |  | 14300
12 | Plat dudukan gording (CTP - 150) | 29.7 | kg | D.01.2.6 | Analisa Standar | 26320.6328 | 781722.7935 | 0.0020457 |  |  | 781722.7935
13 | Cap plate, tebal 10 mm (finishing & cat zinchromate) | 45.36 | kg | D.01.2.6 | Analisa Standar | 26320.6328 | 1193903.9028 | 0.0031244 |  |  | 1193903.9028
[8 empty] | 0 |  |  | 0
| KUDA-KUDA KD6 | [6 empty] | 0 |  |  | 0
1 | IWF 300 x 150 x 5.5 x 8 mm (finishing & cat zinchromate) | 934.66 | kg | D.01.2.5 | Analisa standar | 27800.2325 | 25983765.3313 | 0.067999 |  |  | 25983765.3313
2 | Haunch IWF 300 x 150 x 5.5 x 8 mm (finishing & cat zinchromate) | 187.71 | kg | D.01.2.5 | Analisa standar | 27800.2325 | 5218381.6472 | 0.013656 |  |  | 5218381.6472
3 | H-Beam 200 x 200 x 8 x 12 mm (finishing & cat zinchromate) | 577.84 | kg | D.01.2.5 | Analisa standar | 27800.2325 | 16064086.3619 | 0.042039 |  |  | 16064086.3619
4 | Plat stiffener, tebal 8 mm (finishing & cat zinchromate) | 116.87 | kg | D.01.2.6 | Analisa Standar | 26320.6328 | 3076092.3526 | 0.00805 |  |  | 3076092.3526
5 | Plat stiffener, tebal 10 mm (finishing & cat zinchromate) | 38.88 | kg | D.01.2.6 | Analisa Standar | 26320.6328 | 1023346.2024 | 0.0026781 |  |  | 1023346.2024
6 | Plat sambung, tebal 14 mm (finishing & cat zinchromate) | 206.47 | kg | D.01.2.6 | Analisa Standar | 26320.6328 | 5434421.0494 | 0.014222 |  |  | 5434421.0494
7 | Plat plendes, tebal 20 mm (finishing & cat zinchromate) | 28.54 | kg | D.01.2.6 | Analisa Standar | 26320.6328 | 751190.8594 | 0.0019658 |  |  | 751190.8594
8 | Angkur baut L Ø 16 mm A325 (termasuk 2 mur & 2 ring) | 16 | bh | D.05.03.01.0 | CK - 2.3.1.2 | 66186.1682 | 1058978.6917 | 0.0027713 |  |  | 1058978.6917
9 | Baut A325 Ø 16 mm A325 (termasuk 2 ring) | 192 | bh | D.05.02.02 | CK - 2.3.1.3 | 11524.5724 | 2212717.8994 | 0.0057906 |  |  | 2212717.8994
10 | Baut A325 Ø 12 mm A325 (termasuk 2 ring) | 96 | bh | D.05.02.01 | CK - 2.3.1.3 | 4242.7756 | 407306.4612 | 0.0010659 |  |  | 407306.4612
11 | Grouting, uk. 200 x 220 x 30 mm | 4 | ttk | D.02.3.11 | CK - 2.2.1.11.1 | 7150 | 28600 | 7.4845e-05 |  |  | 28600
12 | Plat dudukan gording (CTP - 150) | 33 | kg | D.01.2.6 | Analisa Standar | 26320.6328 | 868580.8816 | 0.0022731 |  |  | 868580.8816
13 | Cap plate, tebal 10 mm (finishing & cat zinchromate) | 38.88 | kg | D.01.2.6 | Analisa Standar | 26320.6328 | 1023346.2024 | 0.0026781 |  |  | 1023346.2024
[8 empty] | 0 |  |  | 0
| KUDA-KUDA KD7 | [6 empty] | 0 |  |  | 0
1 | IWF 300 x 150 x 5.5 x 8 mm (finishing & cat zinchromate) | 469.25 | kg | D.01.2.5 | Analisa standar | 27800.2325 | 13045259.1121 | 0.034139 |  |  | 13045259.1121
2 | Haunch IWF 300 x 150 x 5.5 x 8 mm (finishing & cat zinchromate) | 116.67 | kg | D.01.2.5 | Analisa standar | 27800.2325 | 3243453.1286 | 0.008488 |  |  | 3243453.1286
3 | H-Beam 200 x 200 x 8 x 12 mm (finishing & cat zinchromate) | 425.95 | kg | D.01.2.5 | Analisa standar | 27800.2325 | 11841509.0438 | 0.030989 |  |  | 11841509.0438
4 | Plat stiffener, tebal 8 mm (finishing & cat zinchromate) | 58.44 | kg | D.01.2.6 | Analisa Standar | 26320.6328 | 1538177.7795 | 0.0040254 |  |  | 1538177.7795
5 | Plat stiffener, tebal 10 mm (finishing & cat zinchromate) | 38.88 | kg | D.01.2.6 | Analisa Standar | 26320.6328 | 1023346.2024 | 0.0026781 |  |  | 1023346.2024
6 | Plat sambung, tebal 14 mm (finishing & cat zinchromate) | 95.26 | kg | D.01.2.6 | Analisa Standar | 26320.6328 | 2507303.4783 | 0.0065615 |  |  | 2507303.4783
7 | Plat plendes, tebal 20 mm (finishing & cat zinchromate) | 28.54 | kg | D.01.2.6 | Analisa Standar | 26320.6328 | 751190.8594 | 0.0019658 |  |  | 751190.8594
8 | Angkur baut L Ø 16 mm A325 (termasuk 2 mur & 2 ring) | 16 | bh | D.05.03.01.0 | CK - 2.3.1.2 | 66186.1682 | 1058978.6917 | 0.0027713 |  |  | 1058978.6917
9 | Baut A325 Ø 16 mm A325 (termasuk 2 ring) | 96 | bh | D.05.02.02 | CK - 2.3.1.3 | 11524.5724 | 1106358.9497 | 0.0028953 |  |  | 1106358.9497
10 | Baut A325 Ø 12 mm A325 (termasuk 2 ring) | 64 | bh | D.05.02.01 | CK - 2.3.1.3 | 4242.7756 | 271537.6408 | 0.00071061 |  |  | 271537.6408
11 | Grouting, uk. 200 x 220 x 30 mm | 4 | ttk | D.02.3.11 | CK - 2.2.1.11.1 | 7150 | 28600 | 7.4845e-05 |  |  | 28600
12 | Plat dudukan gording (CTP - 150) | 26.4 | kg | D.01.2.6 | Analisa Standar | 26320.6328 | 694864.7053 | 0.0018184 |  |  | 694864.7053
13 | Cap plate, tebal 10 mm (finishing & cat zinchromate) | 38.88 | kg | D.01.2.6 | Analisa Standar | 26320.6328 | 1023346.2024 | 0.0026781 |  |  | 1023346.2024
[8 empty] | 0 |  |  | 0
| JURAI | [6 empty] | 0 |  |  | 0
1 | IWF 300 x 150 x 5.5 x 8 mm (finishing & cat zinchromate) | 2236.39 | kg | D.01.2.5 | Analisa standar | 27800.2325 | 62172162.0153 | 0.1627 |  |  | 62172162.0153
2 | Haunch IWF 300 x 150 x 5.5 x 8 mm (finishing & cat zinchromate) | 187.71 | kg | D.01.2.5 | Analisa standar | 27800.2325 | 5218381.6472 | 0.013656 |  |  | 5218381.6472
3 | H-Beam 200 x 200 x 8 x 12 mm (finishing & cat zinchromate) | 754.49 | kg | D.01.2.5 | Analisa standar | 27800.2325 | 20974997.4374 | 0.054891 |  |  | 20974997.4374
4 | Plat stiffener, tebal 8 mm (finishing & cat zinchromate) | 222.06 | kg | D.01.2.6 | Analisa Standar | 26320.6328 | 5844759.7144 | 0.015296 |  |  | 5844759.7144
5 | Plat stiffener, tebal 10 mm (finishing & cat zinchromate) | 38.88 | kg | D.01.2.6 | Analisa Standar | 26320.6328 | 1023346.2024 | 0.0026781 |  |  | 1023346.2024
6 | Plat sambung, tebal 14 mm (finishing & cat zinchromate) | 301.89 | kg | D.01.2.6 | Analisa Standar | 26320.6328 | 7945935.829 | 0.020794 |  |  | 7945935.829
7 | Plat plendes, tebal 20 mm (finishing & cat zinchromate) | 28.54 | kg | D.01.2.6 | Analisa Standar | 26320.6328 | 751190.8594 | 0.0019658 |  |  | 751190.8594
8 | Angkur baut L Ø 16 mm A325 (termasuk 2 mur & 2 ring) | 16 | bh | D.05.03.01.0 | CK - 2.3.1.2 | 66186.1682 | 1058978.6917 | 0.0027713 |  |  | 1058978.6917
9 | Baut A325 Ø 16 mm A325 (termasuk 2 ring) | 288 | bh | D.05.02.02 | CK - 2.3.1.3 | 11524.5724 | 3319076.8491 | 0.0086859 |  |  | 3319076.8491
10 | Grouting, uk. 200 x 220 x 30 mm | 4 | ttk | D.02.3.11 | CK - 2.2.1.11.1 | 4242.7756 | 16971.1025 | 4.4413e-05 |  |  | 16971.1025
11 | Cap plate, tebal 10 mm (finishing & cat zinchromate) | 90.73 | kg | D.01.2.6 | Analisa Standar | 26320.6328 | 2388071.0118 | 0.0062495 |  |  | 2388071.0118
[8 empty] | 0 |  |  | 0
| Pekerjaan Gording, Rangka, dan Penutup Atap | [6 empty] | 0 |  |  | 0
1 | Gording lipped chanel 150 x 65 x 20 x 3.2 mm (finishing & cat zinchromate) | 4587.64 | kg | D.01.2.5 | Analisa standar | 27800.2325 | 127537458.7384 | 0.33376 |  |  | 127537458.7384
2 | Plat koneksi 3 mm (finishing & cat zinchromate) | 176.55 | kg | D.01.2.6 | Analisa Standar | 26320.6328 | 4646907.7167 | 0.012161 |  |  | 4646907.7167
3 | Plat Rib 3 mm Jarak 400 mm (finishing & cat zinchromate) | 371.46 | kg | D.01.2.6 | Analisa Standar | 26320.6328 | 9777062.2513 | 0.025586 |  |  | 9777062.2513
4 | Nok - lipped chanel 150 x 65 x 20 x 3.2 mm (finishing & cat zinchromate) | 614.97 | kg | D.01.2.5 | Analisa standar | 27800.2325 | 17096308.9956 | 0.044741 |  |  | 17096308.9956
5 | Sagrod Ø 12 mm | 529.64 | Kg | E.07 | Analisa non standar | 13798.74 | 7308364.6536 | 0.019126 |  |  | 7308364.6536
6 | Tierod Ø 12 mm | 6.82 | Kg | E.08 | Analisa non standar | 13798.74 | 94107.4068 | 0.00024628 |  |  | 94107.4068
7 | Mur & ring A325 Ø 12 mm | 1380 | bh | D.05.02.01 | CK - 2.3.1.3 | 5233.4 | 7222092 | 0.0189 |  |  | 7222092
8 | Trekstang Ø 16 mm | 338.64 | Kg | E.09 | Analisa non standar | 14516.24 | 4915779.5136 | 0.012864 |  |  | 4915779.5136
9 | Spanskrof Ø 16 mm | 32 | bh | E.11 | Analisa non standar | 81665.19 | 2613286.08 | 0.0068389 |  |  | 2613286.08
10 | Usuk dan reng baja ringan (G550) | 825.33 | m2 | E.02 | Analisa non standar | 189824.25 | 156667648.2525 | 0.40999 |  |  | 156667648.2525
11 | Roof mesh (Kawat ayam) | 825.33 | m2 | E.04 | CK - 3.2.2 | 32426.59 | 26762637.5247 | 0.070037 |  |  | 26762637.5247
12 | Alumunium foil double side | 825.33 | m2 | E.04.1 | CK - 3.2.1 | 22222.57 | 18340953.6981 | 0.047998 |  |  | 18340953.6981
13 | Penutup atap genteng metal berpasir, tebal 0.35 mm (TCT) | 825.33 | m2 | E.40 | 3.1.3.7 | 253142.93 | 208926454.4169 | 0.54675 |  |  | 208926454.4169
14 | Nok atap metal, tebal 0.35 mm (TCT) | 81.89 | m1 | E.41 | 3.1.2.15 | 177865.04 | 14565368.1256 | 0.038117 |  |  | 14565368.1256
15 | Lisplank - Papan fiber semen 2x8/200 mm (finish cat) | 109.6 | m' | E.05 | Analisa Standar | 124989.5 | 13698849.2 | 0.035849 |  |  | 13698849.2
[8 empty] | 0 |  |  | 0
H | PEKERJAAN ATAP (TENGAH) | [6 empty] | 0 |  |  | 0
| Catatan : | [6 empty] | 0 |  |  | 0
| Pekerjaan besi baja dan plat besi, meliputi : pengelasan, finishing cat anti karat dan cat besi | [6 empty] | 0 |  |  | 0
| KUDA-KUDA KD1 | [6 empty] | 0 |  |  | 0
1 | IWF 250 x 125 x 6 x 9 mm (finishing & cat zinchromate) | 820.99 | kg | D.01.2.5 | Analisa standar | 27800.2325 | 22823712.9002 | 0.059729 |  |  | 22823712.9002
2 | Haunch IWF 250 x 125 x 6 x 9 mm (finishing & cat zinchromate) | 97.15 | kg | D.01.2.5 | Analisa standar | 27800.2325 | 2700792.5897 | 0.0070679 |  |  | 2700792.5897
3 | H-Beam 200 x 200 x 8 x 12 mm (finishing & cat zinchromate) | 625.15 | kg | D.01.2.5 | Analisa standar | 27800.2325 | 17379315.3627 | 0.045481 |  |  | 17379315.3627
4 | Plat stiffener, tebal 8 mm (finishing & cat zinchromate) | 73.05 | kg | D.01.2.6 | Analisa Standar | 26320.6328 | 1922722.2243 | 0.0050317 |  |  | 1922722.2243
5 | Plat stiffener, tebal 10 mm (finishing & cat zinchromate) | 64.81 | kg | D.01.2.6 | Analisa Standar | 26320.6328 | 1705840.2103 | 0.0044641 |  |  | 1705840.2103
6 | Plat sambung, tebal 14 mm (finishing & cat zinchromate) | 99.06 | kg | D.01.2.6 | Analisa Standar | 26320.6328 | 2607321.8829 | 0.0068233 |  |  | 2607321.8829
7 | Plat plendes, tebal 20 mm (finishing & cat zinchromate) | 28.54 | kg | D.01.2.6 | Analisa Standar | 26320.6328 | 751190.8594 | 0.0019658 |  |  | 751190.8594
8 | Angkur baut L Ø 16 mm A325 (termasuk 2 mur & 2 ring) | 16 | bh | D.05.03.01.0 | CK - 2.3.1.2 | 66186.1682 | 1058978.6917 | 0.0027713 |  |  | 1058978.6917
9 | Baut A325 Ø 16 mm A325 (termasuk 2 ring) | 144 | bh | D.05.02.02 | CK - 2.3.1.3 | 11524.5724 | 1659538.4245 | 0.004343 |  |  | 1659538.4245
10 | Baut A325 Ø 12 mm A325 (termasuk 2 ring) | 96 | bh | D.05.02.01 | CK - 2.3.1.3 | 4242.7756 | 407306.4612 | 0.0010659 |  |  | 407306.4612
11 | Grouting, uk. 200 x 220 x 30 mm | 4 | ttk | D.02.3.12 | CK - 2.2.1.11.1 | 14300 | 57200 | 0.00014969 |  |  | 57200
12 | Plat dudukan gording (CTP - 150) | 39.6 | kg | D.01.2.6 | Analisa Standar | 26320.6328 | 1042297.058 | 0.0027277 |  |  | 1042297.058
13 | Cap plate, tebal 10 mm (finishing & cat zinchromate) | 25.92 | kg | D.01.2.6 | Analisa Standar | 26320.6328 | 682230.8016 | 0.0017854 |  |  | 682230.8016
[8 empty] | 0 |  |  | 0
| KUDA-KUDA KD2 | [6 empty] | 0 |  |  | 0
1 | IWF 250 x 125 x 6 x 9 mm (finishing & cat zinchromate) | 490.89 | kg | D.01.2.5 | Analisa standar | 27800.2325 | 13646856.1439 | 0.035713 |  |  | 13646856.1439
2 | Haunch IWF 250 x 125 x 6 x 9 mm (finishing & cat zinchromate) | 59.14 | kg | D.01.2.5 | Analisa standar | 27800.2325 | 1644105.7515 | 0.0043026 |  |  | 1644105.7515
3 | H-Beam 200 x 200 x 8 x 12 mm (finishing & cat zinchromate) | 301.1 | kg | D.01.2.5 | Analisa standar | 27800.2325 | 8370650.0131 | 0.021906 |  |  | 8370650.0131
4 | Plat stiffener, tebal 8 mm (finishing & cat zinchromate) | 46.67 | kg | D.01.2.6 | Analisa Standar | 26320.6328 | 1228383.9317 | 0.0032146 |  |  | 1228383.9317
5 | Plat stiffener, tebal 10 mm (finishing & cat zinchromate) | 50.63 | kg | D.01.2.6 | Analisa Standar | 26320.6328 | 1332613.6375 | 0.0034874 |  |  | 1332613.6375
6 | Plat sambung, tebal 14 mm (finishing & cat zinchromate) | 65.89 | kg | D.01.2.6 | Analisa Standar | 26320.6328 | 1734266.4937 | 0.0045385 |  |  | 1734266.4937
7 | Plat plendes, tebal 20 mm (finishing & cat zinchromate) | 7.13 | kg | D.01.2.6 | Analisa Standar | 26320.6328 | 187666.1117 | 0.00049112 |  |  | 187666.1117
8 | Angkur baut L Ø 16 mm A325 (termasuk 2 mur & 2 ring) | 4 | bh | D.05.03.01.0 | CK - 2.3.1.2 | 66186.1682 | 264744.6729 | 0.00069283 |  |  | 264744.6729
9 | Baut A325 Ø 16 mm A325 (termasuk 2 ring) | 96 | bh | D.05.02.02 | CK - 2.3.1.3 | 11524.5724 | 1106358.9497 | 0.0028953 |  |  | 1106358.9497
10 | Baut A325 Ø 12 mm A325 (termasuk 2 ring) | 48 | bh | D.05.02.01 | CK - 2.3.1.3 | 4242.7756 | 203653.2306 | 0.00053295 |  |  | 203653.2306
11 | Grouting, uk. 200 x 220 x 30 mm | 1 | ttk | D.02.3.12 | CK - 2.2.1.11.1 | 14300 | 14300 | 3.7423e-05 |  |  | 14300
12 | Plat dudukan gording (CTP - 150) | 19.8 | kg | D.01.2.6 | Analisa Standar | 26320.6328 | 521148.529 | 0.0013638 |  |  | 521148.529
13 | Cap plate, tebal 10 mm (finishing & cat zinchromate) | 19.44 | kg | D.01.2.6 | Analisa Standar | 26320.6328 | 511673.1012 | 0.001339 |  |  | 511673.1012
[8 empty] | 0 |  |  | 0
| JURAI | [6 empty] | 0 |  |  | 0
1 | IWF 250 x 125 x 6 x 9 mm (finishing & cat zinchromate) | 1309.86 | kg | D.01.2.5 | Analisa standar | 27800.2325 | 36414412.5745 | 0.095295 |  |  | 36414412.5745
2 | Haunch IWF 250 x 125 x 6 x 9 mm (finishing & cat zinchromate) | 59.44 | kg | D.01.2.5 | Analisa standar | 27800.2325 | 1652445.8213 | 0.0043244 |  |  | 1652445.8213
3 | H-Beam 200 x 200 x 8 x 12 mm (finishing & cat zinchromate) | 215.77 | kg | D.01.2.5 | Analisa standar | 27800.2325 | 5998456.1718 | 0.015698 |  |  | 5998456.1718
4 | Plat stiffener, tebal 8 mm (finishing & cat zinchromate) | 113.63 | kg | D.01.2.6 | Analisa Standar | 26320.6328 | 2990813.5024 | 0.0078269 |  |  | 2990813.5024
5 | Plat stiffener, tebal 10 mm (finishing & cat zinchromate) | 60.76 | kg | D.01.2.6 | Analisa Standar | 26320.6328 | 1599241.6475 | 0.0041852 |  |  | 1599241.6475
6 | Plat sambung, tebal 14 mm (finishing & cat zinchromate) | 75.42 | kg | D.01.2.6 | Analisa Standar | 26320.6328 | 1985102.124 | 0.005195 |  |  | 1985102.124
7 | Plat plendes, tebal 20 mm (finishing & cat zinchromate) | 28.54 | kg | D.01.2.6 | Analisa Standar | 26320.6328 | 751190.8594 | 0.0019658 |  |  | 751190.8594
8 | Angkur baut L Ø 16 mm A325 (termasuk 2 mur & 2 ring) | 16 | bh | D.05.03.01.0 | CK - 2.3.1.2 | 66186.1682 | 1058978.6917 | 0.0027713 |  |  | 1058978.6917
9 | Baut A325 Ø 16 mm A325 (termasuk 2 ring) | 96 | bh | D.05.02.02 | CK - 2.3.1.3 | 11524.5724 | 1106358.9497 | 0.0028953 |  |  | 1106358.9497
10 | Grouting, uk. 200 x 220 x 30 mm | 4 | ttk | D.02.3.12 | CK - 2.2.1.11.1 | 14300 | 57200 | 0.00014969 |  |  | 57200
11 | Cap plate, tebal 10 mm (finishing & cat zinchromate) | 38.88 | kg | D.01.2.6 | Analisa Standar | 26320.6328 | 1023346.2024 | 0.0026781 |  |  | 1023346.2024
[8 empty] | 0 |  |  | 0
| Pekerjaan Gording, Rangka, dan Penutup Atap | [6 empty] | 0 |  |  | 0
1 | Gording lipped chanel 150 x 65 x 20 x 3.2 mm (finishing & cat zinchromate) | 1209.56 | kg | D.01.2.5 | Analisa standar | 27800.2325 | 33626049.2523 | 0.087998 |  |  | 33626049.2523
2 | Plat koneksi 3 mm (finishing & cat zinchromate) | 46.73 | kg | D.01.2.6 | Analisa Standar | 26320.6328 | 1229963.1697 | 0.0032188 |  |  | 1229963.1697
3 | Plat Rib 3 mm Jarak 400 mm (finishing & cat zinchromate) | 97.97 | kg | D.01.2.6 | Analisa Standar | 26320.6328 | 2578632.3931 | 0.0067482 |  |  | 2578632.3931
4 | Nok - lipped chanel 150 x 65 x 20 x 3.2 mm (finishing & cat zinchromate) | 299.8 | kg | D.01.2.5 | Analisa standar | 27800.2325 | 8334509.7108 | 0.021811 |  |  | 8334509.7108
5 | Sagrod Ø 12 mm | 128.36 | Kg | E.07 | Analisa non standar | 10106.1137 | 1297220.7564 | 0.0033948 |  |  | 1297220.7564
6 | Tierod Ø 12 mm | 1.52 | Kg | E.08 | Analisa non standar | 12098.98 | 18390.4496 | 4.8127e-05 |  |  | 18390.4496
7 | Mur & ring A325 Ø 12 mm | 408 | bh | D.05.02.01 | CK - 2.3.1.3 | 4242.7756 | 1731052.46 | 0.0045301 |  |  | 1731052.46
8 | Trekstang Ø 16 mm | 37.06 | Kg | E.09 | Analisa non standar | 11652.4191 | 431838.6508 | 0.0011301 |  |  | 431838.6508
9 | Spanskrof Ø 16 mm | 4 | bh | E.11 | Analisa non standar | 66686.1792 | 266744.7167 | 0.00069806 |  |  | 266744.7167
10 | Usuk dan reng baja ringan (G550) | 217.16 | m2 | E.02 | Analisa non standar | 137024.7962 | 29756304.7456 | 0.077871 |  |  | 29756304.7456
11 | Roof mesh (Kawat ayam) | 217.16 | m2 | E.04 | CK - 3.2.2 | 32500 | 7057700 | 0.01847 |  |  | 7057700
12 | Alumunium foil double side, tebal 4 mm | 217.16 | m2 | E.04.1 | CK - 3.2.1 | 19013.0232 | 4128868.1223 | 0.010805 |  |  | 4128868.1223
13 | Penutup atap genteng metal berpasir, tebal 0.35 mm (TCT) | 217.16 | m2 | E.40 | 3.1.3.7 | 187999.3596 | 40825940.9259 | 0.10684 |  |  | 40825940.9259
14 | Nok atap metal, tebal 0.35 mm (TCT) | 43.35 | m1 | E.41 | 3.1.2.15 | 131851.7727 | 5715774.3478 | 0.014958 |  |  | 5715774.3478
15 | Lisplank - Papan fiber semen 2x8/200 mm (finish cat) | 55 | m' | E.05 | Analisa Standar | 97952.6644 | 5387396.5408 | 0.014099 |  |  | 5387396.5408
[8 empty] | 0 |  |  | 0
| BIAYA PEKERJAAN STRUKTUR | [5 empty] | 22557046558.8517 |  |  |  | 22557046558.8517
IV | PEKERJAAN ARSITEKTUR | [6 empty] | 0 |  |  | 0
B | PEKERJAAN BETON PRAKTIS | [6 empty] | 0 |  |  | 0
| Catatan : | [6 empty] | 0 |  |  | 0
| Pekerjaan beton praktis meliputi : beton (camp. 1pc:3ps:5kr), besi tulangan dan bekisting | [6 empty] | 0 |  |  | 0
| LANTAI 01 | [6 empty] | 0 |  |  | 0
1 | Sloof praktis (SP2), uk. 120x200 mm | 50.16 | m1 | D.04.04 | Analisa standar | 165055.6639 | 8279192.1037 | 0.021666 |  |  | 8279192.1037
2 | Kolom praktis (KP1), uk. 100 x 100 mm | 595.45 | m1 | D.04.01 | Analisa standar | 64611.4199 | 38472869.9951 | 0.10068 |  | 25844.568 | 38472869.9951
3 | Balok praktis (BP1), uk. 100 x 200 mm | 438.57 | m1 | D.04.05 | Analisa standar | 137546.1326 | 60323607.3921 | 0.15787 |  | 4 | 60323607.3921
4 | Balok lateui (BL1), uk. 100 x 100 mm | 89.9 | m1 | D.04.09 | Analisa standar | 68773.4473 | 6182732.9119 | 0.01618 |  | 103378.2719 | 6182732.9119
5 | Balok lateui (BL2), uk. 100 x 120 mm | 254.44 | m1 | D.04.10 | Analisa standar | 80249.0456 | 20418567.1672 | 0.053435 |  |  | 20418567.1672
6 | Balok lateiu (BL3), uk. 250 x 100 mm | 22.35 | m1 | D.04.11 | Analisa standar | 171933.2373 | 3842707.8529 | 0.010056 |  |  | 3842707.8529
7 | Plat meja beton, tebal 100 mm (# D10-150 mm) - Meja wastafel toilet | 0.24 | m3 | D.02.1.2 | CK - 2.2.1.5.2 | 3697137.7827 | 887313.0678 | 0.0023221 |  |  | 887313.0678
8 | Plat meja beton, tebal 100 mm (# D10-150 mm) - Meja pantry | 0.25 | m3 | D.02.1.2 | CK - 2.2.1.5.2 | 3697137.7827 | 924284.4457 | 0.0024188 |  |  | 924284.4457
9 | Plat meja beton, tebal 100 mm (# D10-150 mm) - Meja Laboratorium (ML) | 1.88 | m3 | D.02.1.2 | CK - 2.2.1.5.2 | 3697137.7827 | 6950619.0314 | 0.01819 |  |  | 6950619.0314
[7 empty] | 0 | 0 |  |  | 0
| LANTAI 02 | [6 empty] | 0 |  |  | 0
1 | Kolom praktis (KP1), uk. 100 x 100 mm | 140 | m1 | D.04.01 | Analisa standar | 64611.4199 | 9045598.7897 | 0.023672 |  |  | 9045598.7897
2 | Balok praktis (BP1), uk. 100 x 200 mm | 115.58 | m1 | D.04.05 | Analisa standar | 137546.1326 | 15897582.0106 | 0.041603 |  |  | 15897582.0106
3 | Balok lateui (BL1), uk. 100 x 100 mm | 11.64 | m1 | D.04.09 | Analisa standar | 68773.4473 | 800522.9265 | 0.0020949 |  |  | 800522.9265
4 | Balok lateui (BL2), uk. 100 x 120 mm | 208 | m1 | D.04.10 | Analisa standar | 80249.0456 | 16691801.4887 | 0.043682 |  |  | 16691801.4887
5 | Balok lateiu (BL3), uk. 250 x 100 mm | 13.1 | m1 | D.04.11 | Analisa standar | 171933.2373 | 2252325.4082 | 0.0058943 |  |  | 2252325.4082
[8 empty] | 0 |  |  | 0
| LANTAI 03 | [6 empty] | 0 |  |  | 0
1 | Kolom praktis (KP1), uk. 100 x 100 mm | 157.5 | m1 | D.04.01 | Analisa standar | 64611.4199 | 10176298.6384 | 0.026631 |  |  | 10176298.6384
2 | Balok praktis (BP1), uk. 100 x 200 mm | 117.63 | m1 | D.04.05 | Analisa standar | 137546.1326 | 16179551.5825 | 0.042341 |  |  | 16179551.5825
3 | Balok lateui (BL1), uk. 100 x 100 mm | 9.75 | m1 | D.04.09 | Analisa standar | 68773.4473 | 670541.1111 | 0.0017548 |  |  | 670541.1111
4 | Balok lateui (BL2), uk. 100 x 120 mm | 213.2 | m1 | D.04.10 | Analisa standar | 80249.0456 | 17109096.5259 | 0.044774 |  |  | 17109096.5259
5 | Balok lateiu (BL3), uk. 250 x 100 mm | 13.1 | m1 | D.04.11 | Analisa standar | 171933.2373 | 2252325.4082 | 0.0058943 |  |  | 2252325.4082
[8 empty] | 0 |  |  | 0
| LANTAI ATAP | [6 empty] | 0 |  |  | 0
1 | Kolom praktis (KP1), uk. 100 x 100 mm | 69.55 | m1 | D.04.01 | Analisa standar | 64611.4199 | 4493724.2559 | 0.01176 |  |  | 4493724.2559
2 | Balok praktis (BP1), uk. 100 x 200 mm | 347.04 | m1 | D.04.05 | Analisa standar | 137546.1326 | 47734009.8715 | 0.12492 |  |  | 47734009.8715
3 | Balok lateui (BL1), uk. 100 x 100 mm | 3.18 | m1 | D.04.09 | Analisa standar | 68773.4473 | 218699.5624 | 0.00057233 |  |  | 218699.5624
4 | Plat meja beton, tebal 100 mm (# D10-150 mm) - Meja pantry | 0.19 | m3 | D.02.1.2 | CK - 2.2.1.5.2 | 3697137.7827 | 702456.1787 | 0.0018383 |  |  | 702456.1787
[8 empty] | 0 |  |  | 0
C | PEKERJAAN PASANGAN DAN PLESTERAN | [6 empty] | 0 |  |  | 0
| LANTAI 01 | [6 empty] | 0 |  |  | 0
1 | Pasangan rollag bata merah | 0.97 | m3 | C.01.03 | CK - 3.6.1.10 | 1146912.5276 | 1112505.1518 | 0.0029114 |  |  | 1112505.1518
1 | Plesteran dan acian batu kali | 24.86 | m2 | C.02.10 | Analisa standar | 87079.4279 | 2164794.5779 | 0.0056652 |  |  | 2164794.5779
2 | Pasangan dinding bata ringan | 1974.95 | m2 | C.02.03 | CK - 3.6.4.2 | 96532.5486 | 190646956.7671 | 0.49892 | 0.16464 |  | 190646956.7671
3 | Plesteran dinding bata ringan | 3850.61 | m2 | C.02.08 | CK - 3.7.7 | 49305.0435 | 189854493.5169 | 0.49684 |  |  | 189854493.5169
4 | Acian dinding bata ringan | 2988.43 | m2 | C.02.09 | Analisa Standar | 37774.3844 | 112886103.6314 | 0.29542 |  |  | 112886103.6314
5 | Pekerjaan tali air | 997.25 | m1 | C.03.01 | Analisa Standar | 41979.6802 | 41864236.067 | 0.10956 |  |  | 41864236.067
6 | Plesteran dan aci beton ekspose | 711.13 | m2 | C.02.10 | Analisa standar | 87079.4279 | 61924793.5702 | 0.16206 |  |  | 61924793.5702
7 | Cement filler / skim coat - finishing plat beton ekspose | 95.05 | m2 | C.03.03 | Analisa Standar | 21552.025 | 2048519.9762 | 0.0053609 |  |  | 2048519.9762
[8 empty] | 0 |  |  | 0
| LANTAI 02 | [6 empty] | 0 |  |  | 0
1 | Pasangan dinding bata ringan | 617.12 | m2 | C.02.03 | CK - 3.6.4.2 | 96532.5486 | 59572166.3638 | 0.1559 |  |  | 59572166.3638
2 | Plesteran dinding bata ringan | 1234.24 | m2 | C.02.08 | CK - 3.7.7 | 49305.0435 | 60854256.8783 | 0.15925 |  |  | 60854256.8783
3 | Acian dinding bata ringan | 1215.58 | m2 | C.02.09 | Analisa Standar | 37774.3844 | 45917786.2129 | 0.12017 |  |  | 45917786.2129
4 | Plesteran dan aci beton ekspose | 250.57 | m2 | C.02.10 | Analisa standar | 87079.4279 | 21819492.2516 | 0.057101 |  |  | 21819492.2516
5 | Screeding plat dengan semen instan & perkuatan kawat ayam Ø ≥ 1 mm | 436.12 | m2 | C.03.04 | Analisa Standar | 301891.678 | 131660998.6077 | 0.34455 |  |  | 131660998.6077
0
| LANTAI 03 | [6 empty] | 0
1 | Pasangan dinding bata ringan | 636.91 | m2 | C.02.03 | CK - 3.6.4.2 | 96532.5486 | 61482545.4997 | 0.1609 |  |  | 61482545.4997
2 | Plesteran dinding bata ringan | 1273.81 | m2 | C.02.08 | CK - 3.7.7 | 49305.0435 | 62805257.4493 | 0.16436 |  |  | 62805257.4493
3 | Acian dinding bata ringan | 1249.57 | m2 | C.02.09 | Analisa Standar | 37774.3844 | 47201737.5394 | 0.12353 |  |  | 47201737.5394
4 | Plesteran dan aci beton ekspose | 231.59 | m2 | C.02.10 | Analisa standar | 87079.4279 | 20166724.7098 | 0.052776 |  |  | 20166724.7098
5 | Screeding plat dengan semen instan & perkuatan kawat ayam Ø ≥ 1 mm | 436.12 | m2 | C.03.04 | Analisa Standar | 301891.678 | 131660998.6077 | 0.34455 |  |  | 131660998.6077
[8 empty] | 0 |  |  | 0
| LANTAI ATAP | [6 empty] | 0 |  |  | 0
1 | Pasangan dinding bata ringan | 392.58 | m2 | C.02.03 | CK - 3.6.4.2 | 96532.5486 | 37896747.9114 | 0.099175 |  |  | 37896747.9114
2 | Plesteran dinding bata ringan | 637.64 | m2 | C.02.08 | CK - 3.7.7 | 49305.0435 | 31438867.9316 | 0.082275 |  |  | 31438867.9316
3 | Acian dinding bata ringan | 628.25 | m2 | C.02.09 | Analisa Standar | 37774.3844 | 23731757.0117 | 0.062105 |  |  | 23731757.0117
4 | Pekerjaan tali air | 49.98 | m2 | C.02.10 | Analisa standar | 41979.6802 | 2098144.4158 | 0.0054908 |  |  | 2098144.4158
5 | Screeding plat dengan semen instan & perkuatan kawat ayam Ø ≥ 1 mm | 1004.8 | m2 | C.03.04 | Analisa Standar | 301891.678 | 303340758.0505 | 0.79383 |  |  | 303340758.0505
[8 empty] | 0 |  |  | 0
D | PEKERJAAN PINTU DAN JENDELA | [6 empty] | 0 |  |  | 0
| Catatan : | [6 empty] | 0 |  |  | 0
| Pekerjaan pintu dan jendela sudah termasuk kusen, daun pintu, daun jendela beserta aksesorisnya (handle, kunci, engsel, Pintu closer, dll) dan terpasang rapi | [6 empty] | 0 |  |  | 0
| LANTAI 01 | [6 empty] | 0 |  |  | 0
1 | Pintu, tipe PU01 (1 unit) meliputi: | [6 empty] | 0 |  |  | 0
- | Siku besi, uk. 40 x 40 x 4 mm (finish zinchromate & cat besi) | 45.55 | kg | D.01.2.7 | Analisa standar | 21842.1008 | 994907.6933 | 0.0026036 |  |  | 994907.6933
- | Angkur baut Ø 10 x 60 mm | 18 | bh | BN | Survey Pasar | 15230.7175 | 274152.9144 | 0.00071745 |  |  | 274152.9144
- | Kusen aluminium, tebal 1.2 mm | 51.55 | m' | F.01.01.b | CK - 3.11.3.1 | 123617.1994 | 6372466.6297 | 0.016677 |  |  | 6372466.6297
- | Kaca Tempered, tebal 12 mm + sealent | 7.68 | m2 | F.02.05 | CK - 3.12.13 | 565160.9763 | 4340436.2983 | 0.011359 |  |  | 4340436.2983
- | Kaca bening, tebal 6 mm + sealent | 4.51 | m2 | F.02.01.1 | CK - 3.12.4 | 114137.7059 | 514761.0534 | 0.0013471 |  |  | 514761.0534
- | Kaca bening, tebal 10 mm + sealent | 13.29 | m2 | F.02.02.1 | CK - 3.12.5 | 429712.7225 | 5710882.0821 | 0.014945 |  |  | 5710882.0821
- | Pull handle stainless steel, panjang 600mm | 4 | psg | F.04.03 | Analisa Standar | 611369.6271 | 2445478.5084 | 0.0063997 |  |  | 2445478.5084
- | Paket Patch Fitting Paket HG (PT10,PT20,US10+Cyl) | 4 | pkt | F.03.17 | Analisa standar | 1025288.0721 | 4101152.2886 | 0.010733 |  |  | 4101152.2886
- | Patch Fitting PT 24 PSS | 4 | bh | F.03.18 | Analisa standar | 62731.2439 | 250924.9755 | 0.00065666 |  |  | 250924.9755
- | Floor Hinge, kapasitas 100 kg | 4 | set | F.03.19 | Analisa standar | 1450000 | 5800000 | 0.015178 |  |  | 5800000
[8 empty] | 0 |  |  | 0
2 | Pintu, tipe P01 (14 unit) meliputi: | [6 empty] | 0 |  |  | 0
- | Kusen aluminium, tebal 1.2 mm | 137.55 | m' | F.01.01.b | CK - 3.11.3.1 | 123617.1994 | 17003545.7792 | 0.044498 |  |  | 17003545.7792
- | Frame bouven | 71.51 | m' | F.01.04 | Analisa Standar | 1146632.0032 | 81995654.5522 | 0.21458 |  |  | 81995654.5522
- | Daun pintu engineering wood door flush core panel, uk 750 x 2355 mm | 28 | unit | F.05.1.1 | Analisa Standar | 1751601.5 | 49044842 | 0.12835 |  |  | 49044842
- | Engsel pintu | 42 | psg | F.03.02 | CK - 3.11.4.5 | 72392.0144 | 3040464.6056 | 0.0079568 |  |  | 3040464.6056
- | Pull handle stainless steel, panjang 300mm | 28 | psg | F.04.02 | Analisa Standar | 426886.8259 | 11952831.1253 | 0.03128 |  |  | 11952831.1253
- | Kunci (lockcase, cylinder, escutecheon) | 14 | set | F.03.01 | CK - 3.11.4.4 | 487271.6268 | 6821802.7747 | 0.017852 |  |  | 6821802.7747
- | Kaca bening, tebal 5 mm + sealent | 11.78 | m2 | F.02.01 | CK - 3.12.3 | 133287.9537 | 1570132.0942 | 0.004109 |  |  | 1570132.0942
- | Friction stay 8" top hung | 28 | psg | F.03.10 | CK - 3.11.4.16 | 126943.4563 | 3554416.7767 | 0.0093018 |  |  | 3554416.7767
- | Casement handle | 28 | bh | F.04.01 | CK - 3.11.4.22 | 72384.7321 | 2026772.4985 | 0.005304 |  |  | 2026772.4985
- | Door closer tipe HO | 14 | bh | F.03.04 | CK - 3.11.4.7 | 381407.9977 | 5339711.968 | 0.013974 |  |  | 5339711.968
- | Flushbolt 12" | 14 | bh | F.03.05 | CK - 3.11.4.21 | 94824.7321 | 1327546.2493 | 0.0034741 |  |  | 1327546.2493
- | Karet | 158.45 | m1 | BN | Survey Pasar | 1750 | 277287.5 | 0.00072565 |  |  | 277287.5
[8 empty] | 0 |  |  | 0
3 | Pintu, tipe P02 (14 unit), meliputi: | [6 empty] | 0 |  |  | 0
- | Kusen aluminium, tebal 1.2 mm | 108.92 | m' | F.01.01.b | CK - 3.11.3.1 | 123617.1994 | 13464385.36 | 0.035236 |  |  | 13464385.36
- | Frame bouven | 37.94 | m' | F.01.04 | Analisa Standar | 1146632.0032 | 43503218.2032 | 0.11385 |  |  | 43503218.2032
- | Daun pintu engineering wood door flush core panel, uk 800 x 2355 mm | 14 | unit | F.05.1.2 | Analisa Standar | 1507175.2386 | 21100453.3406 | 0.055219 |  |  | 21100453.3406
- | Engsel pintu | 21 | psg | F.03.02 | CK - 3.11.4.5 | 72392.0144 | 1520232.3028 | 0.0039784 |  |  | 1520232.3028
- | Pull handle stainless steel, panjang 300mm | 14 | psg | F.04.02 | Analisa Standar | 426886.8259 | 5976415.5627 | 0.01564 |  |  | 5976415.5627
- | Kunci (lockcase, cylinder, escutecheon) | 14 | set | F.03.01 | CK - 3.11.4.4 | 487271.6268 | 6821802.7747 | 0.017852 |  |  | 6821802.7747
- | Kaca bening, tebal 5 mm + sealent | 12.6 | m2 | F.02.01 | CK - 3.12.3 | 133287.9537 | 1679428.2162 | 0.004395 |  |  | 1679428.2162
- | Friction stay 8" top hung | 14 | psg | F.03.10 | CK - 3.11.4.16 | 126943.4563 | 1777208.3883 | 0.0046509 |  |  | 1777208.3883
- | Casement handle | 14 | bh | F.04.01 | CK - 3.11.4.22 | 72384.7321 | 1013386.2493 | 0.002652 |  |  | 1013386.2493
- | Door closer tipe HO | 14 | bh | F.03.04 | CK - 3.11.4.7 | 381407.9977 | 5339711.968 | 0.013974 |  |  | 5339711.968
- | Karet | 115.08 | m1 | BN | Survey Pasar | 1750 | 201390 | 0.00052703 |  |  | 201390
[8 empty] | 0 |  |  | 0
4 | Pintu, tipe P03 (8 unit), meliputi: | [6 empty] | 0 |  |  | 0
- | Kusen aluminium, tebal 1.2 mm | 62.24 | m' | F.01.01.b | CK - 3.11.3.1 | 123617.1994 | 7693934.4914 | 0.020135 |  |  | 7693934.4914
- | Frame bouven | 21.68 | m' | F.01.04 | Analisa Standar | 1146632.0032 | 24858981.8304 | 0.065055 |  |  | 24858981.8304
- | Daun pintu engineering wood door flush core panel, uk 800 x 2355 mm | 16 | unit | F.05.1.2 | Analisa Standar | 1507175.2386 | 24114803.8179 | 0.063108 |  |  | 24114803.8179
- | Engsel pintu | 12 | psg | F.03.02 | CK - 3.11.4.5 | 72392.0144 | 868704.173 | 0.0022734 |  |  | 868704.173
- | Pull handle stainless steel, panjang 300mm | 8 | psg | F.04.02 | Analisa Standar | 426886.8259 | 3415094.6072 | 0.0089372 |  |  | 3415094.6072
- | Kunci (lockcase, cylinder, escutecheon) | 8 | set | F.03.01 | CK - 3.11.4.4 | 487271.6268 | 3898173.0141 | 0.010201 |  |  | 3898173.0141
- | Kaca bening, tebal 5 mm + sealent | 5.28 | m2 | F.02.01 | CK - 3.12.3 | 133287.9537 | 703760.3954 | 0.0018417 |  |  | 703760.3954
- | Friction stay 8" top hung | 8 | psg | F.03.10 | CK - 3.11.4.16 | 126943.4563 | 1015547.6505 | 0.0026577 |  |  | 1015547.6505
- | Casement handle | 8 | bh | F.04.01 | CK - 3.11.4.22 | 72384.7321 | 579077.8567 | 0.0015154 |  |  | 579077.8567
- | Door closer tipe HO | 8 | bh | F.03.04 | CK - 3.11.4.7 | 381407.9977 | 3051263.9817 | 0.0079851 |  |  | 3051263.9817
- | Karet | 65.76 | m1 | BN | Survey Pasar | 1750 | 115080 | 0.00030116 |  |  | 115080
[8 empty] | 0 |  |  | 0
5 | Pintu, tipe P04 (3 unit) meliputi: | 3 | unit | F.05.2.1 | Analisa Standar | 13350000 | 40050000 | 0.10481 |  |  | 40050000
| Kusen - Plat besi | [6 empty] | 0 |  |  | 0
| Daun pintu - Plat besi | [6 empty] | 0 |  |  | 0
| Engsel pintustainless steel | [6 empty] | 0 |  |  | 0
| Door closer | [6 empty] | 0 |  |  | 0
| Handle Panic 8ar Exit Dev | [6 empty] | 0 |  |  | 0
[8 empty] | 0 |  |  | 0
6 | Pintu, tipe P05 (1 unit) meliputi: | [6 empty] | 0 |  |  | 0
- | Sliding rail | 1 | set | F.01.20 | 3.11.4.10 | 543041.9734 | 543041.9734 | 0.0014211 |  |  | 543041.9734
- | Siku besi, uk. 50x50x5 mm (finishing zinchromate + cat besi) | 0.57 | kg | D.01.2.7 | Analisa standar | 21842.1008 | 12449.9975 | 3.2581e-05 |  |  | 12449.9975
- | Siku besi, uk. 30x30x3 mm (finishing zinchromate + cat besi) | 3.07 | kg | D.01.2.7 | Analisa standar | 21842.1008 | 67055.2496 | 0.00017548 |  |  | 67055.2496
- | Angkur baut Ø 12 x 90 mm | 3 | bh | BN | Survey Pasar | 4242.7756 | 12728.3269 | 3.331e-05 |  |  | 12728.3269
- | Papan gypsum, tebal 12 mm | 0.5 | m2 | G.05 | Analisa Standar | 122831.6327 | 61415.8163 | 0.00016072 |  |  | 61415.8163
- | Finishing HPL, tebal 0.7 mm | 0.5 | m2 | J.05.1 | Analisa Standar | 149385.0553 | 74692.5276 | 0.00019547 |  |  | 74692.5276
- | Kusen aluminium, tebal 1.2 mm | 4.2 | m' | F.01.01.b | CK - 3.11.3.1 | 123617.1994 | 519192.2375 | 0.0013587 |  |  | 519192.2375
- | Pintu aluminium uk. 1000 x 2065 mm | 1 | unit | F.05.3.1 | Analisa Standar | 1300000 | 1300000 | 0.0034021 |  |  | 1300000
- | pull plate | 2 | psg | F.04.04 | Analisa Standar | 128419.3262 | 256838.6524 | 0.00067214 |  |  | 256838.6524
[8 empty] | 0 |  |  | 0
7 | Pintu, tipe P06 (9 unit) meliputi: | [6 empty] | 0 |  |  | 0
- | Kusen UPVC | 44.91 | m' | F.01.01.c | CK - 3.11.3.1 | 159518.1552 | 7163960.3517 | 0.018748 |  |  | 7163960.3517
- | Daun pintu UPVC, uk. 700 x 2055 | 9 | unit | F.05.4.1 | CK - 3.11.1.19 | 1479651.8525 | 13316866.6729 | 0.03485 |  |  | 13316866.6729
- | Engsel pintu | 13.5 | psg | F.03.02 | CK - 3.11.4.5 | 72392.0144 | 977292.1947 | 0.0025575 |  |  | 977292.1947
- | Lever Handle | 9 | psg | F.04.05 | Analisa Standar | 274874.8431 | 2473873.5879 | 0.0064741 |  |  | 2473873.5879
- | Kunci (lockcase, cylinder, escutecheon) | 9 | set | F.03.01 | CK - 3.11.4.4 | 487271.6268 | 4385444.6409 | 0.011477 |  |  | 4385444.6409
- | Karet | 43.47 | m1 | BN | Survey Pasar | 1750 | 76072.5 | 0.00019908 |  |  | 76072.5
[8 empty] | 0 |  |  | 0
8 | Pintu, tipe P07 (2 unit) meliputi: | [6 empty] | 0 |  |  | 0
- | Kusen aluminium, tebal 1.2 mm | 19.65 | m' | F.01.01.b | CK - 3.11.3.1 | 123617.1994 | 2429077.9685 | 0.0063568 |  |  | 2429077.9685
- | Frame bouven | 10.26 | m' | F.01.04 | Analisa Standar | 1146632.0032 | 11764444.3533 | 0.030787 |  |  | 11764444.3533
- | Daun pintu engineering wood door flush core panel, uk 750 x 2355 mm | 4 | unit | F.05.1.1 | Analisa Standar | 1751601.5 | 7006406 | 0.018336 |  |  | 7006406
- | Engsel pintu | 6 | psg | F.03.02 | CK - 3.11.4.5 | 72392.0144 | 434352.0865 | 0.0011367 |  |  | 434352.0865
- | Pull handle stainless steel, panjang 300mm | 4 | psg | F.04.02 | Analisa Standar | 426886.8259 | 1707547.3036 | 0.0044686 |  |  | 1707547.3036
- | Kunci (lockcase, cylinder, escutecheon) | 2 | set | F.03.01 | CK - 3.11.4.4 | 487271.6268 | 974543.2535 | 0.0025504 |  |  | 974543.2535
- | Kaca bening, tebal 5 mm + sealent | 1.18 | m2 | F.02.01 | CK - 3.12.3 | 133287.9537 | 157279.7853 | 0.0004116 |  |  | 157279.7853
- | Friction stay 8" top hung | 4 | psg | F.03.10 | CK - 3.11.4.16 | 126943.4563 | 507773.8252 | 0.0013288 |  |  | 507773.8252
- | Casement handle | 4 | bh | F.04.01 | CK - 3.11.4.22 | 72384.7321 | 289538.9284 | 0.00075771 |  |  | 289538.9284
- | Door closer tipe HO | 2 | bh | F.03.04 | CK - 3.11.4.7 | 381407.9977 | 762815.9954 | 0.0019963 |  |  | 762815.9954
- | Flushbolt 12" | 2 | bh | F.03.05 | CK - 3.11.4.21 | 94824.7321 | 189649.4642 | 0.00049631 |  |  | 189649.4642
- | Karet | 22.68 | m1 | BN | Survey Pasar | 1750 | 39690 | 0.00010387 |  |  | 39690
[8 empty] | 0 |  |  | 0
9 | Pintu, tipe PSH (3 unit) meliputi: | 3 | unit | F.05.2.2 | Analisa non standar | 4910795.69 | 14732387.07 | 0.038554 |  |  | 14732387.07
| Kusen pintu plat besi, tebal 1 mm | [6 empty] | 0 |  |  | 0
| Daun pintu plat besi, tebal 0.5 mm | [6 empty] | 0 |  |  | 0
| Invisible hinge door | [6 empty] | 0 |  |  | 0
| Lever Handle | [6 empty] | 0 |  |  | 0
| Kunci (lockcase, cylinder, escutecheon) | [6 empty] | 0 |  |  | 0
[8 empty] | 0 |  |  | 0
10 | Jendela, tipe J01 (31 unit), meliputi: | [6 empty] | 0 |  |  | 0
- | Kusen aluminium, tebal 1.2 mm | 465 | m' | F.01.01.b | CK - 3.11.3.1 | 123617.1994 | 57481997.7269 | 0.15043 |  |  | 57481997.7269
- | Frame jendela | 230.64 | m' | F.01.04 | Analisa Standar | 85104.1071 | 19628411.2618 | 0.051367 |  |  | 19628411.2618
- | Kaca bening, tebal 6 mm + sealent | 115.03 | m2 | F.02.01.1 | CK - 3.12.4 | 114137.7059 | 13129260.3043 | 0.034359 |  |  | 13129260.3043
- | Friction stay 12" top hung | 62 | psg | F.03.12 | CK - 3.11.4.16 | 147323.712 | 9134070.1425 | 0.023904 |  |  | 9134070.1425
- | Casement handle | 62 | bh | F.04.01 | CK - 3.11.4.22 | 72384.7321 | 4487853.3896 | 0.011745 |  |  | 4487853.3896
- | Karet | 230.64 | m1 | BN | Survey Pasar | 1750 | 403620 | 0.0010563 |  |  | 403620
[8 empty] | 0 |  |  | 0
11 | Jendela, tipe J02 (6 unit), meliputi: | [6 empty] | 0 |  |  | 0
- | Kusen aluminium, tebal 1.2 mm | 64.8 | m' | F.01.01.b | CK - 3.11.3.1 | 123617.1994 | 8010394.5219 | 0.020963 |  |  | 8010394.5219
- | Frame jendela | 22.32 | m' | F.01.04 | Analisa Standar | 85104.1071 | 1899523.6705 | 0.004971 |  |  | 1899523.6705
- | Kaca bening, tebal 6 mm + sealent | 15.68 | m2 | F.02.01.1 | CK - 3.12.4 | 114137.7059 | 1789679.2278 | 0.0046835 |  |  | 1789679.2278
- | Friction stay 12" top hung | 6 | psg | F.03.12 | CK - 3.11.4.16 | 147323.712 | 883942.2719 | 0.0023133 |  |  | 883942.2719
- | Casement handle | 6 | bh | F.04.01 | CK - 3.11.4.22 | 72384.7321 | 434308.3925 | 0.0011366 |  |  | 434308.3925
- | Karet | 22.32 | m1 | BN | Survey Pasar | 1750 | 39060 | 0.00010222 |  |  | 39060
[8 empty] | 0 |  |  | 0
12 | Jendela, tipe J03 (2 unit), meliputi: | [6 empty] | 0 |  |  | 0
- | Kusen aluminium, tebal 1.2 mm | 95.6 | m' | F.01.01.b | CK - 3.11.3.1 | 123617.1994 | 11817804.2638 | 0.030927 |  |  | 11817804.2638
- | Frame jendela | 46.4 | m' | F.01.04 | Analisa Standar | 85104.1071 | 3948830.5695 | 0.010334 |  |  | 3948830.5695
- | Kaca bening, tebal 6 mm + sealent | 23.38 | m2 | F.02.01.1 | CK - 3.12.4 | 114137.7059 | 2668539.5628 | 0.0069835 |  |  | 2668539.5628
- | Friction stay 12" top hung | 32 | psg | F.03.12 | CK - 3.11.4.16 | 147323.712 | 4714358.7832 | 0.012337 |  |  | 4714358.7832
- | Casement handle | 32 | bh | F.04.01 | CK - 3.11.4.22 | 72384.7321 | 2316311.4269 | 0.0060617 |  |  | 2316311.4269
- | Karet | 46.4 | m1 | BN | Survey Pasar | 1750 | 81200 | 0.0002125 |  |  | 81200
[8 empty] | 0 |  |  | 0
13 | Jendela, tipe J04 (1 unit), meliputi: | [6 empty] | 0 |  |  | 0
- | Kusen aluminium, tebal 1.2 mm | 6 | m' | F.01.01.b | CK - 3.11.3.1 | 123617.1994 | 741703.1965 | 0.001941 |  |  | 741703.1965
- | Frame jendela | 3.64 | m' | F.01.04 | Analisa Standar | 85104.1071 | 309778.9498 | 0.00081068 |  |  | 309778.9498
- | Kaca bening, tebal 6 mm + sealent | 1.03 | m2 | F.02.01.1 | CK - 3.12.4 | 114137.7059 | 117561.837 | 0.00030766 |  |  | 117561.837
- | Friction stay 12" top hung | 1 | psg | F.03.12 | CK - 3.11.4.16 | 147323.712 | 147323.712 | 0.00038554 |  |  | 147323.712
- | Casement handle | 1 | bh | F.04.01 | CK - 3.11.4.22 | 72384.7321 | 72384.7321 | 0.00018943 |  |  | 72384.7321
- | Karet | 3.64 | m1 | BN | Survey Pasar | 1750 | 6370 | 1.667e-05 |  |  | 6370
[8 empty] | 0 |  |  | 0
14 | Jendela, tipe J05 (1 unit), meliputi: | [6 empty] | 0 |  |  | 0
- | Kusen aluminium, tebal 1.2 mm | 9.6 | m' | F.01.01.b | CK - 3.11.3.1 | 123617.1994 | 1186725.1144 | 0.0031056 |  |  | 1186725.1144
- | Frame jendela | 4.82 | m' | F.01.04 | Analisa Standar | 85104.1071 | 410201.7962 | 0.0010735 |  |  | 410201.7962
- | Kaca bening, tebal 5 mm + sealent | 2.09 | m2 | F.02.01 | CK - 3.12.3 | 133287.9537 | 278571.8232 | 0.00072901 |  |  | 278571.8232
- | pull plate | 4 | psg | F.04.04 | Analisa Standar | 128419.3262 | 513677.3048 | 0.0013443 |  |  | 513677.3048
- | Cresent lock | 2 | bh | F.04.09 | CK - 3.11.4.21 | 45815.0697 | 91630.1393 | 0.00023979 |  |  | 91630.1393
[8 empty] | 0 |  |  | 0
15 | Jendela, tipe BV01 (18 unit), meliputi: | [6 empty] | 0 |  |  | 0
- | Kusen aluminium, tebal 1.2 mm | 124.92 | m' | F.01.01.b | CK - 3.11.3.1 | 123617.1994 | 15442260.5506 | 0.040412 |  |  | 15442260.5506
- | Frame bouvenlich | 132.3 | m' | F.01.04 | Analisa Standar | 85104.1071 | 11259273.3695 | 0.029465 |  |  | 11259273.3695
- | Kaca bening, tebal 5 mm + sealent | 14.48 | m2 | F.02.01 | CK - 3.12.3 | 133287.9537 | 1930009.5691 | 0.0050508 |  |  | 1930009.5691
- | Friction stay 10" top hung | 54 | psg | F.03.11 | CK - 3.11.4.16 | 133736.8749 | 7221791.2427 | 0.018899 |  |  | 7221791.2427
- | Casement handle | 54 | bh | F.04.01 | CK - 3.11.4.22 | 72384.7321 | 3908775.5329 | 0.010229 |  |  | 3908775.5329
- | Karet | 132.3 | m1 | BN | Survey Pasar | 1750 | 231525 | 0.00060589 |  |  | 231525
[8 empty] | 0 |  |  | 0
16 | Jendela, tipe BV02 (5 unit), meliputi: | [6 empty] | 0 |  |  | 0
- | Kusen aluminium, tebal 1.2 mm | 24.43 | m' | F.01.01.b | CK - 3.11.3.1 | 123617.1994 | 3019968.1817 | 0.0079032 |  |  | 3019968.1817
- | Frame bouvenlich | 24.5 | m' | F.01.04 | Analisa Standar | 85104.1071 | 2085050.624 | 0.0054565 |  |  | 2085050.624
- | Kaca bening, tebal 5 mm + sealent | 2.7 | m2 | F.02.01 | CK - 3.12.3 | 133287.9537 | 359877.4749 | 0.00094179 |  |  | 359877.4749
- | Friction stay 10" top hung | 10 | psg | F.03.11 | CK - 3.11.4.16 | 133736.8749 | 1337368.7486 | 0.0034999 |  |  | 1337368.7486
- | Casement handle | 10 | bh | F.04.01 | CK - 3.11.4.22 | 72384.7321 | 723847.3209 | 0.0018943 |  |  | 723847.3209
- | Karet | 24.5 | m1 | BN | Survey Pasar | 1750 | 42875 | 0.0001122 |  |  | 42875
[8 empty] | 0 |  |  | 0
17 | Jendela, tipe BV03 (1 unit), meliputi: | [6 empty] | 0 |  |  | 0
- | Kusen aluminium, tebal 1.2 mm | 4.89 | m' | F.01.01.b | CK - 3.11.3.1 | 123617.1994 | 604488.1051 | 0.0015819 |  |  | 604488.1051
- | Kaca Es, tebal 5 mm + sealent | 0.74 | m2 | F.02.10 | CK - 3.12.4 | 225910.1659 | 167173.5227 | 0.00043749 |  |  | 167173.5227
[8 empty] | 0 |  |  | 0
18 | Jendela, tipe BV04 (2 unit), meliputi: | [6 empty] | 0 |  |  | 0
- | Kusen aluminium, tebal 1.2 mm | 5.58 | m' | F.01.01.b | CK - 3.11.3.1 | 123617.1994 | 689783.9727 | 0.0018051 |  |  | 689783.9727
- | Frame bouvenlich | 4.86 | m' | F.01.04 | Analisa Standar | 85104.1071 | 413605.9605 | 0.0010824 |  |  | 413605.9605
- | Kaca bening, tebal 5 mm + sealent | 0.53 | m2 | F.02.01 | CK - 3.12.3 | 133287.9537 | 70642.6154 | 0.00018487 |  |  | 70642.6154
- | Friction stay 10" top hung | 2 | psg | F.03.11 | CK - 3.11.4.16 | 133736.8749 | 267473.7497 | 0.00069997 |  |  | 267473.7497
- | Casement handle | 2 | bh | F.04.01 | CK - 3.11.4.22 | 72384.7321 | 144769.4642 | 0.00037886 |  |  | 144769.4642
- | Karet | 4.86 | m1 | BN | Survey Pasar | 1750 | 8505 | 2.2257e-05 |  |  | 8505
[8 empty] | 0 |  |  | 0
| LANTAI 02 | [6 empty] | 0 |  |  | 0
1 | Pintu, tipe P01a (1 unit) meliputi: | [6 empty] | 0 |  |  | 0
- | Kusen aluminium, tebal 1.2 mm | 9.67 | m' | F.01.01.b | CK - 3.11.3.1 | 123617.1994 | 1195378.3183 | 0.0031283 |  |  | 1195378.3183
- | Frame bouven | 12.02 | m' | F.01.04 | Analisa Standar | 1146632.0032 | 13782516.679 | 0.036068 |  |  | 13782516.679
- | Frame bouvenlich | 5.31 | m' | F.01.04 | Analisa Standar | 85104.1071 | 451902.8087 | 0.0011826 |  |  | 451902.8087
- | Kaca bening, tebal 5 mm + sealent | 0.59 | m2 | F.02.01 | CK - 3.12.3 | 133287.9537 | 78639.8927 | 0.0002058 |  |  | 78639.8927
- | Kaca bening, tebal 10 mm + sealent | 2.48 | m2 | F.02.02.1 | CK - 3.12.5 | 429712.7225 | 1065687.5518 | 0.0027889 |  |  | 1065687.5518
- | Engsel pintu | 3 | psg | F.03.02 | CK - 3.11.4.5 | 72392.0144 | 217176.0433 | 0.00056834 |  |  | 217176.0433
- | Pull handle stainless steel, panjang 300mm | 2 | psg | F.04.02 | Analisa Standar | 426886.8259 | 853773.6518 | 0.0022343 |  |  | 853773.6518
- | Kunci (lockcase, cylinder, escutecheon) | 1 | set | F.03.01 | CK - 3.11.4.4 | 487271.6268 | 487271.6268 | 0.0012752 |  |  | 487271.6268
- | Friction stay 8" top hung | 2 | psg | F.03.10 | CK - 3.11.4.16 | 126943.4563 | 253886.9126 | 0.00066441 |  |  | 253886.9126
- | Casement handle | 2 | bh | F.04.01 | CK - 3.11.4.22 | 72384.7321 | 144769.4642 | 0.00037886 |  |  | 144769.4642
- | Flushbolt 12" | 1 | bh | F.03.05 | CK - 3.11.4.21 | 94824.7321 | 94824.7321 | 0.00024815 |  |  | 94824.7321
- | Karet | 11.32 | m1 | BN | Survey Pasar | 1750 | 19810 | 5.1842e-05 |  |  | 19810
[8 empty] | 0 |  |  | 0
2 | Pintu, tipe P02a (2 unit), meliputi: | [6 empty] | 0 |  |  | 0
- | Kusen aluminium, tebal 1.2 mm | 15.16 | m' | F.01.01.b | CK - 3.11.3.1 | 123617.1994 | 1874036.7431 | 0.0049043 |  |  | 1874036.7431
- | Frame pintu | 12.22 | m' | F.01.03 | Analisa Standar | 123479.9635 | 1508925.1544 | 0.0039488 |  |  | 1508925.1544
- | Frame bouvenlich | 5.6 | m' | F.01.04 | Analisa Standar | 85104.1071 | 476582.9998 | 0.0012472 |  |  | 476582.9998
- | Kaca bening, tebal 5 mm + sealent | 0.66 | m2 | F.02.01 | CK - 3.12.3 | 133287.9537 | 87970.0494 | 0.00023022 |  |  | 87970.0494
- | Kaca bening, tebal 10 mm + sealent | 2.69 | m2 | F.02.02.1 | CK - 3.12.5 | 429712.7225 | 1155927.2235 | 0.003025 |  |  | 1155927.2235
- | Engsel pintu | 3 | psg | F.03.02 | CK - 3.11.4.5 | 72392.0144 | 217176.0433 | 0.00056834 |  |  | 217176.0433
- | Pull handle stainless steel, panjang 300mm | 2 | psg | F.04.02 | Analisa Standar | 426886.8259 | 853773.6518 | 0.0022343 |  |  | 853773.6518
- | Kunci (lockcase, cylinder, escutecheon) | 2 | set | F.03.01 | CK - 3.11.4.4 | 487271.6268 | 974543.2535 | 0.0025504 |  |  | 974543.2535
- | Friction stay 8" top hung | 2 | psg | F.03.10 | CK - 3.11.4.16 | 126943.4563 | 253886.9126 | 0.00066441 |  |  | 253886.9126
- | Casement handle | 2 | bh | F.04.01 | CK - 3.11.4.22 | 72384.7321 | 144769.4642 | 0.00037886 |  |  | 144769.4642
- | Karet | 16.22 | m1 | BN | Survey Pasar | 1750 | 28385 | 7.4283e-05 |  |  | 28385
[8 empty] | 0 |  |  | 0
3 | Jendela, tipe J01 (37 unit), meliputi: | [6 empty] | 0 |  |  | 0
- | Kusen aluminium, tebal 1.2 mm | 555 | m' | F.01.01.b | CK - 3.11.3.1 | 123617.1994 | 68607545.674 | 0.17954 |  |  | 68607545.674
- | Frame jendela | 275.28 | m' | F.01.04 | Analisa Standar | 85104.1071 | 23427458.6028 | 0.061309 |  |  | 23427458.6028
- | Kaca bening, tebal 6 mm + sealent | 137.3 | m2 | F.02.01.1 | CK - 3.12.4 | 114137.7059 | 15671107.0136 | 0.041011 |  |  | 15671107.0136
- | Friction stay 12" top hung | 74 | psg | F.03.12 | CK - 3.11.4.16 | 147323.712 | 10901954.6862 | 0.02853 |  |  | 10901954.6862
- | Casement handle | 74 | bh | F.04.01 | CK - 3.11.4.22 | 72384.7321 | 5356470.1747 | 0.014018 |  |  | 5356470.1747
- | Karet | 275.28 | m1 | BN | Survey Pasar | 1750 | 481740 | 0.0012607 |  |  | 481740
[8 empty] | 0 |  |  | 0
4 | Jendela, tipe J02 (4 unit), meliputi: | [6 empty] | 0 |  |  | 0
- | Kusen aluminium, tebal 1.2 mm | 43.2 | m' | F.01.01.b | CK - 3.11.3.1 | 123617.1994 | 5340263.0146 | 0.013975 |  |  | 5340263.0146
- | Frame jendela | 14.88 | m' | F.01.04 | Analisa Standar | 85104.1071 | 1266349.1137 | 0.003314 |  |  | 1266349.1137
- | Kaca bening, tebal 6 mm + sealent | 10.45 | m2 | F.02.01.1 | CK - 3.12.4 | 114137.7059 | 1192739.0262 | 0.0031214 |  |  | 1192739.0262
- | Friction stay 12" top hung | 4 | psg | F.03.12 | CK - 3.11.4.16 | 147323.712 | 589294.8479 | 0.0015422 |  |  | 589294.8479
- | Casement handle | 4 | bh | F.04.01 | CK - 3.11.4.22 | 72384.7321 | 289538.9284 | 0.00075771 |  |  | 289538.9284
- | Karet | 14.88 | m1 | BN | Survey Pasar | 1750 | 26040 | 6.8146e-05 |  |  | 26040
[8 empty] | 0 |  |  | 0
5 | Jendela, tipe J03 (2 unit), meliputi: | [6 empty] | 0 |  |  | 0
- | Kusen aluminium, tebal 1.2 mm | 95.6 | m' | F.01.01.b | CK - 3.11.3.1 | 123617.1994 | 11817804.2638 | 0.030927 |  |  | 11817804.2638
- | Frame jendela | 46.4 | m' | F.01.04 | Analisa Standar | 85104.1071 | 3948830.5695 | 0.010334 |  |  | 3948830.5695
- | Kaca bening, tebal 6 mm + sealent | 23.38 | m2 | F.02.01.1 | CK - 3.12.4 | 114137.7059 | 2668539.5628 | 0.0069835 |  |  | 2668539.5628
- | Friction stay 12" top hung | 32 | psg | F.03.12 | CK - 3.11.4.16 | 147323.712 | 4714358.7832 | 0.012337 |  |  | 4714358.7832
- | Casement handle | 32 | bh | F.04.01 | CK - 3.11.4.22 | 72384.7321 | 2316311.4269 | 0.0060617 |  |  | 2316311.4269
- | Karet | 46.4 | m1 | BN | Survey Pasar | 1750 | 81200 | 0.0002125 |  |  | 81200
[8 empty] | 0 |  |  | 0
6 | Jendela, tipe J04 (3 unit), meliputi: | [6 empty] | 0 |  |  | 0
- | Kusen aluminium, tebal 1.2 mm | 18 | m' | F.01.01.b | CK - 3.11.3.1 | 123617.1994 | 2225109.5894 | 0.005823 |  |  | 2225109.5894
- | Frame jendela | 10.92 | m' | F.01.04 | Analisa Standar | 85104.1071 | 929336.8495 | 0.002432 |  |  | 929336.8495
- | Kaca bening, tebal 6 mm + sealent | 3.08 | m2 | F.02.01.1 | CK - 3.12.4 | 114137.7059 | 351544.134 | 0.00091998 |  |  | 351544.134
- | Friction stay 12" top hung | 3 | psg | F.03.12 | CK - 3.11.4.16 | 147323.712 | 441971.1359 | 0.0011566 |  |  | 441971.1359
- | Casement handle | 3 | bh | F.04.01 | CK - 3.11.4.22 | 72384.7321 | 217154.1963 | 0.00056829 |  |  | 217154.1963
- | Karet | 10.92 | m1 | BN | Survey Pasar | 1750 | 19110 | 5.001e-05 |  |  | 19110
[8 empty] | 0 |  |  | 0
7 | Jendela, tipe BV02 (hanya 1 unit dari 5 unit yang dikerjakan), meliputi: | [6 empty] | 0 |  |  | 0
- | Kusen aluminium, tebal 1.2 mm | 4.886 | m' | F.01.01.b | CK - 3.11.3.1 | 152521.17 | 745218.4366 | 0.0019502 |  |  | 745218.4366
- | Frame bouvenlich | 4.9 | m' | F.01.04 | Analisa Standar | 104503.25 | 512065.925 | 0.0013401 |  |  | 512065.925
- | Kaca bening, tebal 5 mm + sealent | 0.54 | m2 | F.02.01 | CK - 3.12.3 | 163067.03 | 88056.1962 | 0.00023044 |  |  | 88056.1962
- | Friction stay 10" top hung | 2 | psg | F.03.11 | CK - 3.11.4.16 | 161082.9 | 322165.8 | 0.0008431 |  |  | 322165.8
- | Casement handle | 2 | bh | F.04.01 | CK - 3.11.4.22 | 88889.46 | 177778.92 | 0.00046524 |  |  | 177778.92
- | Karet | 4.9 | m1 | BN | Survey Pasar | 2000 | 9800 | 2.5646e-05 |  |  | 9800
[8 empty] | 0 |  |  | 0
8 | Jendela, tipe BV04 (1 unit), meliputi: | [6 empty] | 0 |  |  | 0
- | Kusen aluminium, tebal 1.2 mm | 2.79 | m' | F.01.01.b | CK - 3.11.3.1 | 123617.1994 | 344891.9864 | 0.00090257 |  |  | 344891.9864
- | Frame bouvenlich | 2.43 | m' | F.01.04 | Analisa Standar | 85104.1071 | 206802.9803 | 0.0005412 |  |  | 206802.9803
- | Kaca bening, tebal 5 mm + sealent | 0.27 | m2 | F.02.01 | CK - 3.12.3 | 133287.9537 | 35987.7475 | 9.4179e-05 |  |  | 35987.7475
- | Friction stay 10" top hung | 1 | psg | F.03.11 | CK - 3.11.4.16 | 133736.8749 | 133736.8749 | 0.00034999 |  |  | 133736.8749
- | Casement handle | 1 | bh | F.04.01 | CK - 3.11.4.22 | 72384.7321 | 72384.7321 | 0.00018943 |  |  | 72384.7321
- | Karet | 2.43 | m1 | BN | Survey Pasar | 1750 | 4252.5 | 1.1129e-05 |  |  | 4252.5
[8 empty] | 0 |  |  | 0
| LANTAI 03 | [6 empty] | 0 |  |  | 0
1 | Pintu, tipe P01a (1 unit) meliputi: | [6 empty] | 0 |  |  | 0
- | Kusen aluminium, tebal 1.2 mm | 9.67 | m' | F.01.01.b | CK - 3.11.3.1 | 123617.1994 | 1195378.3183 | 0.0031283 |  |  | 1195378.3183
- | Frame bouven | 12.02 | m' | F.01.04 | Analisa Standar | 1146632.0032 | 13782516.679 | 0.036068 |  |  | 13782516.679
- | Frame bouvenlich | 5.31 | m' | F.01.04 | Analisa Standar | 85104.1071 | 451902.8087 | 0.0011826 |  |  | 451902.8087
- | Kaca bening, tebal 5 mm + sealent | 0.59 | m2 | F.02.01 | CK - 3.12.3 | 133287.9537 | 78639.8927 | 0.0002058 |  |  | 78639.8927
- | Kaca bening, tebal 10 mm + sealent | 2.48 | m2 | F.02.02.1 | CK - 3.12.5 | 429712.7225 | 1065687.5518 | 0.0027889 |  |  | 1065687.5518
- | Engsel pintu | 3 | psg | F.03.02 | CK - 3.11.4.5 | 72392.0144 | 217176.0433 | 0.00056834 |  |  | 217176.0433
- | Pull handle stainless steel, panjang 300mm | 2 | psg | F.04.02 | Analisa Standar | 426886.8259 | 853773.6518 | 0.0022343 |  |  | 853773.6518
- | Kunci (lockcase, cylinder, escutecheon) | 1 | set | F.03.01 | CK - 3.11.4.4 | 487271.6268 | 487271.6268 | 0.0012752 |  |  | 487271.6268
- | Friction stay 8" top hung | 2 | psg | F.03.10 | CK - 3.11.4.16 | 126943.4563 | 253886.9126 | 0.00066441 |  |  | 253886.9126
- | Casement handle | 2 | bh | F.04.01 | CK - 3.11.4.22 | 72384.7321 | 144769.4642 | 0.00037886 |  |  | 144769.4642
- | Flushbolt 12" | 1 | bh | F.03.05 | CK - 3.11.4.21 | 94824.7321 | 94824.7321 | 0.00024815 |  |  | 94824.7321
- | Karet | 11.32 | m1 | BN | Survey Pasar | 1750 | 19810 | 5.1842e-05 |  |  | 19810
[8 empty] | 0 |  |  | 0
2 | Pintu, tipe P02a (2 unit), meliputi: | [6 empty] | 0 |  |  | 0
- | Kusen aluminium, tebal 1.2 mm | 15.16 | m' | F.01.01.b | CK - 3.11.3.1 | 123617.1994 | 1874036.7431 | 0.0049043 |  |  | 1874036.7431
- | Frame pintu | 12.22 | m' | F.01.03 | Analisa Standar | 123479.9635 | 1508925.1544 | 0.0039488 |  |  | 1508925.1544
- | Frame bouvenlich | 5.6 | m' | F.01.04 | Analisa Standar | 85104.1071 | 476582.9998 | 0.0012472 |  |  | 476582.9998
- | Kaca bening, tebal 5 mm + sealent | 0.66 | m2 | F.02.01 | CK - 3.12.3 | 133287.9537 | 87970.0494 | 0.00023022 |  |  | 87970.0494
- | Kaca bening, tebal 10 mm + sealent | 2.69 | m2 | F.02.02.1 | CK - 3.12.5 | 429712.7225 | 1155927.2235 | 0.003025 |  |  | 1155927.2235
- | Engsel pintu | 3 | psg | F.03.02 | CK - 3.11.4.5 | 72392.0144 | 217176.0433 | 0.00056834 |  |  | 217176.0433
- | Pull handle stainless steel, panjang 300mm | 2 | psg | F.04.02 | Analisa Standar | 426886.8259 | 853773.6518 | 0.0022343 |  |  | 853773.6518
- | Kunci (lockcase, cylinder, escutecheon) | 2 | set | F.03.01 | CK - 3.11.4.4 | 487271.6268 | 974543.2535 | 0.0025504 |  |  | 974543.2535
- | Friction stay 8" top hung | 2 | psg | F.03.10 | CK - 3.11.4.16 | 126943.4563 | 253886.9126 | 0.00066441 |  |  | 253886.9126
- | Casement handle | 2 | bh | F.04.01 | CK - 3.11.4.22 | 72384.7321 | 144769.4642 | 0.00037886 |  |  | 144769.4642
- | Karet | 16.22 | m1 | BN | Survey Pasar | 1750 | 28385 | 7.4283e-05 |  |  | 28385
[8 empty] | 0 |  |  | 0
3 | Jendela, tipe J01 (29 unit), meliputi: | [6 empty] | 0 |  |  | 0
- | Kusen aluminium, tebal 1.2 mm | 435 | m' | F.01.01.b | CK - 3.11.3.1 | 123617.1994 | 53773481.7445 | 0.14072 |  |  | 53773481.7445
- | Frame jendela | 215.76 | m' | F.01.04 | Analisa Standar | 85104.1071 | 18362062.1481 | 0.048053 |  |  | 18362062.1481
- | Kaca bening, tebal 6 mm + sealent | 107.61 | m2 | F.02.01.1 | CK - 3.12.4 | 114137.7059 | 12282358.5269 | 0.032143 |  |  | 12282358.5269
- | Friction stay 12" top hung | 58 | psg | F.03.12 | CK - 3.11.4.16 | 147323.712 | 8544775.2946 | 0.022361 |  |  | 8544775.2946
- | Casement handle | 58 | bh | F.04.01 | CK - 3.11.4.22 | 72384.7321 | 4198314.4612 | 0.010987 |  |  | 4198314.4612
- | Karet | 215.76 | m1 | BN | Survey Pasar | 1750 | 377580 | 0.00098812 |  |  | 377580
[8 empty] | 0 |  |  | 0
4 | Jendela, tipe J02 (3 unit), meliputi: | [6 empty] | 0 |  |  | 0
- | Kusen aluminium, tebal 1.2 mm | 32.4 | m' | F.01.01.b | CK - 3.11.3.1 | 123617.1994 | 4005197.261 | 0.010481 |  |  | 4005197.261
- | Frame jendela | 11.16 | m' | F.01.04 | Analisa Standar | 85104.1071 | 949761.8352 | 0.0024855 |  |  | 949761.8352
- | Kaca bening, tebal 6 mm + sealent | 7.84 | m2 | F.02.01.1 | CK - 3.12.4 | 114137.7059 | 894839.6139 | 0.0023418 |  |  | 894839.6139
- | Friction stay 12" top hung | 3 | psg | F.03.12 | CK - 3.11.4.16 | 147323.712 | 441971.1359 | 0.0011566 |  |  | 441971.1359
- | Casement handle | 3 | bh | F.04.01 | CK - 3.11.4.22 | 72384.7321 | 217154.1963 | 0.00056829 |  |  | 217154.1963
- | Karet | 11.16 | m1 | BN | Survey Pasar | 1750 | 19530 | 5.1109e-05 |  |  | 19530
[8 empty] | 0 |  |  | 0
5 | Jendela, tipe J03 (2 unit), meliputi: | [6 empty] | 0 |  |  | 0
- | Kusen aluminium, tebal 1.2 mm | 95.6 | m' | F.01.01.b | CK - 3.11.3.1 | 123617.1994 | 11817804.2638 | 0.030927 |  |  | 11817804.2638
- | Frame jendela | 46.4 | m' | F.01.04 | Analisa Standar | 85104.1071 | 3948830.5695 | 0.010334 |  |  | 3948830.5695
- | Kaca bening, tebal 6 mm + sealent | 23.38 | m2 | F.02.01.1 | CK - 3.12.4 | 114137.7059 | 2668539.5628 | 0.0069835 |  |  | 2668539.5628
- | Friction stay 12" top hung | 32 | psg | F.03.12 | CK - 3.11.4.16 | 147323.712 | 4714358.7832 | 0.012337 |  |  | 4714358.7832
- | Casement handle | 32 | bh | F.04.01 | CK - 3.11.4.22 | 72384.7321 | 2316311.4269 | 0.0060617 |  |  | 2316311.4269
- | Karet | 46.4 | m1 | BN | Survey Pasar | 1750 | 81200 | 0.0002125 |  |  | 81200
[8 empty] | 0 |  |  | 0
6 | Jendela, tipe J04 (3 unit), meliputi: | [6 empty] | 0 |  |  | 0
- | Kusen aluminium, tebal 1.2 mm | 18 | m' | F.01.01.b | CK - 3.11.3.1 | 123617.1994 | 2225109.5894 | 0.005823 |  |  | 2225109.5894
- | Frame jendela | 10.92 | m' | F.01.04 | Analisa Standar | 85104.1071 | 929336.8495 | 0.002432 |  |  | 929336.8495
- | Kaca bening, tebal 6 mm + sealent | 3.08 | m2 | F.02.01.1 | CK - 3.12.4 | 114137.7059 | 351544.134 | 0.00091998 |  |  | 351544.134
- | Friction stay 12" top hung | 3 | psg | F.03.12 | CK - 3.11.4.16 | 147323.712 | 441971.1359 | 0.0011566 |  |  | 441971.1359
- | Casement handle | 3 | bh | F.04.01 | CK - 3.11.4.22 | 72384.7321 | 217154.1963 | 0.00056829 |  |  | 217154.1963
- | Karet | 10.92 | m1 | BN | Survey Pasar | 1750 | 19110 | 5.001e-05 |  |  | 19110
[8 empty] | 0 |  |  | 0
7 | Jendela, tipe J09 (3 unit), meliputi: | [6 empty] | 0 |  |  | 0
- | Kusen aluminium, tebal 1.2 mm | 37.8 | m' | F.01.01.b | CK - 3.11.3.1 | 123617.1994 | 4672730.1378 | 0.012228 |  |  | 4672730.1378
- | Frame jendela | 22.32 | m' | F.01.04 | Analisa Standar | 85104.1071 | 1899523.6705 | 0.004971 |  |  | 1899523.6705
- | Kaca bening, tebal 6 mm + sealent | 7.11 | m2 | F.02.01.1 | CK - 3.12.4 | 114137.7059 | 811519.0886 | 0.0021237 |  |  | 811519.0886
- | Friction stay 12" top hung | 6 | psg | F.03.12 | CK - 3.11.4.16 | 147323.712 | 883942.2719 | 0.0023133 |  |  | 883942.2719
- | Casement handle | 6 | bh | F.04.01 | CK - 3.11.4.22 | 72384.7321 | 434308.3925 | 0.0011366 |  |  | 434308.3925
- | Karet | 22.32 | m1 | BN | Survey Pasar | 1750 | 39060 | 0.00010222 |  |  | 39060
[8 empty] | 0 |  |  | 0
8 | Jendela, tipe BV02 (hanya 1 dari 3 unit yang dikerjakan), meliputi: | [6 empty] | 0 |  |  | 0
- | Kusen aluminium, tebal 1.2 mm | 4.8867 | m' | F.01.01.b | CK - 3.11.3.1 | 123617.1994 | 604076.0478 | 0.0015808 |  |  | 604076.0478
- | Frame bouvenlich | 4.9 | m' | F.01.04 | Analisa Standar | 85104.1071 | 417010.1248 | 0.0010913 |  |  | 417010.1248
- | Kaca bening, tebal 5 mm + sealent | 0.54 | m2 | F.02.01 | CK - 3.12.3 | 133287.9537 | 71975.495 | 0.00018836 |  |  | 71975.495
- | Friction stay 10" top hung | 2 | psg | F.03.11 | CK - 3.11.4.16 | 133736.8749 | 267473.7497 | 0.00069997 |  |  | 267473.7497
- | Casement handle | 2 | bh | F.04.01 | CK - 3.11.4.22 | 72384.7321 | 144769.4642 | 0.00037886 |  |  | 144769.4642
- | Karet | 4.9 | m1 | BN | Survey Pasar | 1750 | 8575 | 2.2441e-05 |  |  | 8575
[8 empty] | 0 |  |  | 0
| LANTAI ATAP | [6 empty] | 0 |  |  | 0
1 | Pintu, tipe P10 (1 unit) meliputi: | [6 empty] | 0 |  |  | 0
- | Kusen aluminium, tebal 1.2 mm | 13.06 | m' | F.01.01.b | CK - 3.11.3.1 | 123617.1994 | 1614440.6243 | 0.0042249 |  |  | 1614440.6243
- | Frame pintu | 11.42 | m' | F.01.03 | Analisa Standar | 123479.9635 | 1410141.1836 | 0.0036903 |  |  | 1410141.1836
- | Kaca bening, tebal 10 mm + sealant | 5.13 | m2 | F.02.02.1 | CK - 3.12.5 | 429712.7225 | 2204426.2665 | 0.0057689 |  |  | 2204426.2665
- | Engsel pintu | 3 | psg | F.03.02 | CK - 3.11.4.5 | 72392.0144 | 217176.0433 | 0.00056834 |  |  | 217176.0433
- | Pull handle stainless steel, panjang 300mm | 2 | psg | F.04.02 | Analisa Standar | 426886.8259 | 853773.6518 | 0.0022343 |  |  | 853773.6518
- | Kunci (lockcase, cylinder, escutecheon) | 1 | set | F.03.01 | CK - 3.11.4.4 | 487271.6268 | 487271.6268 | 0.0012752 |  |  | 487271.6268
- | Flushbolt 12" | 1 | bh | F.03.05 | CK - 3.11.4.21 | 94824.7321 | 94824.7321 | 0.00024815 |  |  | 94824.7321
- | Karet | 5.71 | m1 | BN | Survey Pasar | 1750 | 9992.5 | 2.615e-05 |  |  | 9992.5
[8 empty] | 0 |  |  | 0
2 | Pintu, tipe P12 (1 unit) meliputi: | [6 empty] | 0 |  |  | 0
- | Frame Lipped channel, uk. 150x50x20x 2.3 mm (finish zinchromate + cat besi) | 31.35 | kg | D.01.2.5 | Analisa standar | 32500 | 1018875 | 0.0026664 |  |  | 1018875
- | Hollow besi, uk. 40x40x1.2 mm (finish zinchromate + cat besi) | 8.7 | m1 | N.11.2 | Analisa standar | 67426.1958 | 586607.9033 | 0.0015351 |  |  | 586607.9033
- | Siku besi, uk. 30x30x3 mm (finish zinchromate + cat besi) | 10.88 | kg | D.01.2.7 | Analisa standar | 25000 | 272000 | 0.00071182 |  |  | 272000
- | Plat besi, tebal 1.2 mm (finish zinchromate + cat besi) | 30.02 | kg | D.01.2.6 | Analisa Standar | 50000 | 1501000 | 0.0039281 |  |  | 1501000
- | Handle pipa black steel Ø 1" | 1 | psg | F.04.06 | Analisa Standar | 426886.8259 | 426886.8259 | 0.0011172 |  |  | 426886.8259
- | Engsel pintu besi | 1.5 | psg | F.03.02 | CK - 3.11.4.5 | 72392.0144 | 108588.0216 | 0.00028417 |  |  | 108588.0216
- | Steel Lockcase Door | 1 | set | F.03.01 | CK - 3.11.4.4 | 487271.6268 | 487271.6268 | 0.0012752 |  |  | 487271.6268
[8 empty] | 0 |  |  | 0
3 | Pintu, tipe P13 (2 unit) meliputi: | [6 empty] | 0 |  |  | 0
- | Kusen aluminium, tebal 1.2 mm | 85.78 | m' | F.01.01.b | CK - 3.11.3.1 | 123617.1994 | 10603883.3656 | 0.02775 |  |  | 10603883.3656
- | Daun pintu engineering wood door flush core panel, uk 800 x 2055 mm | 2 | unit | F.05.1.2 | Analisa Standar | 1507175.2386 | 3014350.4772 | 0.0078885 |  |  | 3014350.4772
- | Engsel pintu | 3 | psg | F.03.02 | CK - 3.11.4.5 | 72392.0144 | 217176.0433 | 0.00056834 |  |  | 217176.0433
- | Pull handle stainless steel, panjang 300mm | 2 | psg | F.04.02 | Analisa Standar | 426886.8259 | 853773.6518 | 0.0022343 |  |  | 853773.6518
- | Kunci (lockcase, cylinder, escutecheon) | 2 | set | F.03.01 | CK - 3.11.4.4 | 487271.6268 | 974543.2535 | 0.0025504 |  |  | 974543.2535
- | Kaca bening, tebal 5 mm + sealent | 0.48 | m2 | F.02.01 | CK - 3.12.3 | 133287.9537 | 63978.2178 | 0.00016743 |  |  | 63978.2178
- | Door closer tipe HO | 2 | bh | F.03.04 | CK - 3.11.4.7 | 381407.9977 | 762815.9954 | 0.0019963 |  |  | 762815.9954
- | Karet | 9.82 | m1 | BN | Survey Pasar | 1750 | 17185 | 4.4973e-05 |  |  | 17185
[8 empty] | 0 |  |  | 0
E | PEKERJAAN FINISHING LANTAI DAN DINDING | [6 empty] | 0 |  |  | 0
| LANTAI 01 | [6 empty] | 0 |  |  | 0
1 | Homogeneous tile, uk. 600 x 600 mm (polished) | 1902.89 | m2 | J.01.2 | CK - 3.9.4.3 | 212394.3506 | 404163085.8494 | 1.0577 |  |  | 404163085.8494
2 | Homogeneous tile, uk. 600 x 600 mm (polished) - Motif | 30.96 | m2 | J.01.12 | CK - 3.9.4.3 | 254090.2673 | 7866634.6769 | 0.020587 |  |  | 7866634.6769
3 | Homogeneous tile, uk. 600 x 600 mm (unpolished) | 297.05 | m2 | J.01.1 | CK - 3.9.4.9 | 226148.5073 | 67177414.1062 | 0.1758 |  |  | 67177414.1062
4 | Homogeneous tile, uk. 600 x 600 mm (unpolished) - Motif | 9.72 | m2 | J.01.11 | CK - 3.9.4.9 | 254090.2673 | 2469757.3986 | 0.0064633 |  |  | 2469757.3986
5 | Homogeneous tile, uk. 600 x 600 mm (polished) - Tangga | 48.45 | m2 | J.01.3 | CK - 3.9.4.3 | 212394.3506 | 10290506.2875 | 0.02693 |  |  | 10290506.2875
6 | Homogeneous tile, uk. 600 x 600 mm (unpolished) - Tangga | 26.3 | m2 | J.01.4 | CK - 3.9.4.9 | 226148.5073 | 5947705.7431 | 0.015565 |  |  | 5947705.7431
7 | Plint homogeneous tile, uk. 100 x 600 mm | 996.72 | m' | J.01.10 | CK - 3.9.4.12 | 37257.2017 | 37134998.0525 | 0.097181 |  |  | 37134998.0525
8 | Stepnosing, uk. 80 x 600 mm | 173.24 | m' | J.01.9 | Analisa Standar | 62623.0807 | 10848822.496 | 0.028391 |  |  | 10848822.496
9 | Homogeneous tile, uk. 600 x 600 mm (unpolished) - Lantai Km/Wc | 43.18 | m2 | J.01.5 | CK - 3.9.4.9 | 226148.5073 | 9765092.5471 | 0.025555 |  |  | 9765092.5471
10 | Homogeneous tile, uk. 300 x 600 mm (polished) - Dinding Km/Wc | 262.66 | m2 | J.01.6 | CK - 3.10.2.3 | 243673.2735 | 64003222.0169 | 0.16749 |  |  | 64003222.0169
11 | Homogeneous tile, uk. 300 x 600 mm (polished) - Dinding pantry | 3.09 | m2 | J.01.6 | CK - 3.10.2.3 | 243673.2735 | 752950.4151 | 0.0019704 |  |  | 752950.4151
12 | Homogeneous tile, uk. 300 x 600 mm (polished) - Meja wastafel | 2.92 | m2 | J.01.8 | CK - 3.10.2.3 | 243673.2735 | 711525.9586 | 0.001862 |  |  | 711525.9586
13 | Homogeneous tile, uk. 600 x 600 mm (polished) - Meja pantry | 2.97 | m2 | J.01.2 | CK - 3.9.4.3 | 212394.3506 | 630811.2213 | 0.0016508 |  |  | 630811.2213
14 | Homogeneous tile, uk. 300 x 600 mm (polished) - Jamb lift | 10.32 | m2 | J.01.7 | CK - 3.10.2.3 | 201873.2735 | 2083332.1825 | 0.005452 |  |  | 2083332.1825
15 | Homogeneous tile, uk. 300 x 600 mm (polished) - Fin. Penebalan dinding kloset / urinoir | 1.66 | m2 | J.01.6 | CK - 3.10.2.3 | 243673.2735 | 404497.634 | 0.0010586 |  |  | 404497.634
16 | Floor hardener (Light duty) | 99.44 | m2 | J.04.1 | CK - 3.9.9.9 | 82676 | 8221301.44 | 0.021515 |  |  | 8221301.44
17 | karpet tile, uk. 500 x 500 x 6 mm | 9.74 | m2 | J.05.3 | CK - 3.9.9.2 | 454839 | 4430131.86 | 0.011594 |  |  | 4430131.86
18 | Tactile, uk. 300 x 300 mm | 101.04 | m1 | J.02.3 | CK - 3.9.9.12 | 160066.4896 | 16173118.1113 | 0.042325 |  |  | 16173118.1113
19 | finishing plester aci beton | 22.88 | m2 | C.02.10 | Analisa standar | 87079.4279 | 1992377.3106 | 0.005214 |  |  | 1992377.3106
20 | Finishing vinyl, tebal 2 mm | 83.59 | m2 | J.05.2 | CK - 3.9.9.7 | 222686.5324 | 18614367.2404 | 0.048713 |  |  | 18614367.2404
21 | Plint dengan cat fluorescent, tinggi 100 mm | 8.3 | m2 | K.03.1 | Analisa Standar | 63141.6561 | 524075.7452 | 0.0013715 |  |  | 524075.7452
22 | Homogeneous tile, uk. 1200 x 600 mm (polished) - Meja Beton Laboratorium | 109.66 | m2 | J.01.0 | CK - 3.9.4.9 | 299535.2611 | 32847036.7361 | 0.08596 |  |  | 32847036.7361
[8 empty] | 0 |  |  | 0
F | PEKERJAAN PLAFOND | [6 empty] | 0 |  |  | 0
| LANTAI 01 | [6 empty] | 0 |  |  | 0
1 | Plafon gypsum, tebal 9 mm + rangka metal furing 400 x 1200 mm | 1881.22 | m2 | I.20 | Analisa non standar | 101596.7934 | 191125919.656 | 0.50017 |  |  | 191125919.656
2 | Plafon drop ceiling gypsum, tebal 9 mm + rangka metal furing 400 x 1200 mm | 6.74 | m2 | I.23 | Analisa non standar | 109485.1994 | 737930.244 | 0.0019311 |  |  | 737930.244
3 | Plafon GRC, tebal 4 mm + rangka metal furing 400 x 1200 mm | 154.28 | m2 | I.21 | Analisa non standar | 102001.0686 | 15736724.8697 | 0.041183 |  |  | 15736724.8697
4 | List plafon shadow line, tebal 0.4 mm | 1205.78 | m' | I.01 | Analisa Standar | 23192.1324 | 27964609.4241 | 0.073183 |  |  | 27964609.4241
5 | Maintenance hole, uk. 600 x 600 mm | 1 | bh | I.13 | Analisa non standar | 358010.84 | 358010.84 | 0.0009369 |  |  | 358010.84
[8 empty] | 0 |  |  | 0
G | PEKERJAAN PARTISI KACA | [6 empty] | 0 |  |  | 0
| LANTAI 01 | [6 empty] | 0 |  |  | 0
1 | Partisi kaca, tipe PK01 (2 unit), meliputi: | [6 empty] | 0 |  |  | 0
- | Kusen aluminium, tebal 1.2 mm | 54.8 | m' | F.01.01.b | CK - 3.11.3.1 | 123617.1994 | 6774222.5278 | 0.017728 |  |  | 6774222.5278
- | Kaca bening,tebal 5 mm + sealent | 1.63 | m2 | F.02.01 | CK - 3.12.3 | 133287.9537 | 217259.3645 | 0.00056856 |  |  | 217259.3645
- | Kaca bening, tebal 10 mm + sealent | 8.97 | m2 | F.02.02.1 | CK - 3.12.5 | 429712.7225 | 3854523.1209 | 0.010087 |  |  | 3854523.1209
- | Kaca Tempered, tebal 12 mm + sealent | 7.68 | m2 | F.02.05 | CK - 3.12.13 | 565160.9763 | 4340436.2983 | 0.011359 |  |  | 4340436.2983
- | Pull handle stainless steel, panjang 600mm | 4 | psg | F.04.03 | Analisa Standar | 611369.6271 | 2445478.5084 | 0.0063997 |  |  | 2445478.5084
- | Paket Patch Fitting Paket HG (PT10,PT20,US10+Cyl) | 4 | pkt | F.03.17 | Analisa standar | 1025288.0721 | 4101152.2886 | 0.010733 |  |  | 4101152.2886
- | Patch Fitting PT 24 PSS | 4 | bh | F.03.18 | Analisa standar | 62731.2439 | 250924.9755 | 0.00065666 |  |  | 250924.9755
- | Floor Hinge, kapasitas 100 kg | 4 | set | F.03.19 | Analisa standar | 1450000 | 5800000 | 0.015178 |  |  | 5800000
[8 empty] | 0 |  |  | 0
2 | Partisi kaca, tipe PK02 (1 unit), meliputi: | [6 empty] | 0 |  |  | 0
- | Kusen aluminium, tebal 1.2 mm | 27.35 | m' | F.01.01.b | CK - 3.11.3.1 | 123617.1994 | 3380930.4039 | 0.0088478 |  |  | 3380930.4039
- | Frame pintu | 12.62 | m' | F.01.03 | Analisa Standar | 123479.9635 | 1558317.1398 | 0.0040781 |  |  | 1558317.1398
- | Kaca bening,tebal 5 mm + sealent | 0.87 | m2 | F.02.01 | CK - 3.12.3 | 133287.9537 | 115960.5197 | 0.00030347 |  |  | 115960.5197
- | Kaca bening, tebal 10 mm + sealent | 7.38 | m2 | F.02.02.1 | CK - 3.12.5 | 429712.7225 | 3171279.8921 | 0.0082991 |  |  | 3171279.8921
- | Pull handle stainless steel, panjang 300mm | 2 | psg | F.04.02 | Analisa Standar | 426886.8259 | 853773.6518 | 0.0022343 |  |  | 853773.6518
[8 empty] | 0 |  |  | 0
3 | Partisi kaca, tipe PK03 (1 unit), meliputi: | [6 empty] | 0 |  |  | 0
- | Kusen aluminium, tebal 1.2 mm | 34.55 | m' | F.01.01.b | CK - 3.11.3.1 | 123617.1994 | 4270974.2397 | 0.011177 |  |  | 4270974.2397
- | Frame pintu | 12.62 | m' | F.01.03 | Analisa Standar | 123479.9635 | 1558317.1398 | 0.0040781 |  |  | 1558317.1398
- | Kaca bening,tebal 5 mm + sealent | 1.32 | m2 | F.02.01 | CK - 3.12.3 | 133287.9537 | 175940.0988 | 0.00046043 |  |  | 175940.0988
- | Kaca bening, tebal 10 mm + sealent | 9.2 | m2 | F.02.02.1 | CK - 3.12.5 | 429712.7225 | 3953357.047 | 0.010346 |  |  | 3953357.047
- | Pull handle stainless steel, panjang 300mm | 2 | psg | F.04.02 | Analisa Standar | 426886.8259 | 853773.6518 | 0.0022343 |  |  | 853773.6518
[8 empty] | 0 |  |  | 0
4 | Partisi kaca, tipe PK04 (1 unit), meliputi: | [6 empty] | 0 |  |  | 0
- | Kusen aluminium, tebal 1.2 mm | 109.8 | m' | F.01.01.b | CK - 3.11.3.1 | 123617.1994 | 13573168.4955 | 0.035521 |  |  | 13573168.4955
- | Kaca bening,tebal 5 mm + sealent | 6.15 | m2 | F.02.01 | CK - 3.12.3 | 133287.9537 | 819720.9151 | 0.0021452 |  |  | 819720.9151
- | Kaca bening, tebal 10 mm + sealent | 24.39 | m2 | F.02.02.1 | CK - 3.12.5 | 429712.7225 | 10480693.3019 | 0.027428 |  |  | 10480693.3019
[8 empty] | 0 |  |  | 0
5 | Partisi kaca, tipe PK05 (1 unit), meliputi: | [6 empty] | 0 |  |  | 0
- | Kusen aluminium, tebal 1.2 mm | 33.9 | m' | F.01.01.b | CK - 3.11.3.1 | 123617.1994 | 4190623.0601 | 0.010967 |  |  | 4190623.0601
- | Frame pintu | 12.62 | m' | F.01.03 | Analisa Standar | 123479.9635 | 1558317.1398 | 0.0040781 |  |  | 1558317.1398
- | Kaca bening,tebal 5 mm + sealent | 1.79 | m2 | F.02.01 | CK - 3.12.3 | 133287.9537 | 238585.4371 | 0.00062437 |  |  | 238585.4371
- | Kaca bening, tebal 10 mm + sealent | 6.41 | m2 | F.02.02.1 | CK - 3.12.5 | 429712.7225 | 2754458.5513 | 0.0072083 |  |  | 2754458.5513
- | Pull handle stainless steel, panjang 300mm | 2 | psg | F.04.02 | Analisa Standar | 426886.8259 | 853773.6518 | 0.0022343 |  |  | 853773.6518
[8 empty] | 0 |  |  | 0
6 | Partisi kaca, tipe PK06 (1 unit), meliputi: | [6 empty] | 0 |  |  | 0
- | Kusen aluminium, tebal 1.2 mm | 38.56 | m' | F.01.01.b | CK - 3.11.3.1 | 123617.1994 | 4766679.2094 | 0.012474 |  |  | 4766679.2094
- | Frame pintu | 6.31 | m' | F.01.03 | Analisa Standar | 123479.9635 | 779158.5699 | 0.002039 |  |  | 779158.5699
- | Kaca bening,tebal 5 mm + sealent | 2.11 | m2 | F.02.01 | CK - 3.12.3 | 133287.9537 | 281237.5822 | 0.00073599 |  |  | 281237.5822
- | Kaca bening, tebal 10 mm + sealent | 8.12 | m2 | F.02.02.1 | CK - 3.12.5 | 429712.7225 | 3489267.3067 | 0.0091313 |  |  | 3489267.3067
- | Pull handle stainless steel, panjang 300mm | 1 | psg | F.04.02 | Analisa Standar | 426886.8259 | 426886.8259 | 0.0011172 |  |  | 426886.8259
[8 empty] | 0 |  |  | 0
I | PEKERJAAN PENGECATAN | [6 empty] | 0 |  |  | 0
| LANTAI 01 | [6 empty] | 0 |  |  | 0
1 | Pengecatan dinding eksterior | 797.02 | m2 | K.02.3 | CK - 3.8.11 | 27231.9755 | 21704429.1315 | 0.0568 |  |  | 21704429.1315
2 | Pengecatan dinding interior | 2667.51 | m2 | K.02.1 | CK - 3.8.10 | 24872.4755 | 66347577.183 | 0.17363 |  |  | 66347577.183
3 | Pengecatan plafond | 2042.24 | m2 | K.02.4 | CK - 3.8.20.1 | 22452.8391 | 45854086.1603 | 0.12 |  |  | 45854086.1603
4 | Pengecatan cement filler | 95.05 | m2 | K.02.4 | CK - 3.8.20.1 | 22452.8391 | 2134142.3582 | 0.005585 |  |  | 2134142.3582
[8 empty] | 0 |  |  | 0
| LANTAI 02 | [6 empty] | 0 |  |  | 0
1 | Pengecatan dinding eksterior | 979.92 | m2 | K.02.3 | CK - 3.8.11 | 27231.9755 | 26685157.4547 | 0.069834 |  |  | 26685157.4547
2 | Waterproofing plat dak (Polyurethane) | 436.12 | m2 | K.04.1 | CK - 3.4.3 | 128948.908 | 56237197.757 | 0.14717 |  |  | 56237197.757
[8 empty] | 0 |  |  | 0
| LANTAI 03 | [6 empty] | 0 |  |  | 0
1 | Pengecatan dinding eksterior | 981.33 | m2 | K.02.3 | CK - 3.8.11 | 27231.9755 | 26723554.5402 | 0.069935 |  |  | 26723554.5402
2 | Waterproofing plat dak (Polyurethane) | 436.12 | m2 | K.04.1 | CK - 3.4.3 | 128948.908 | 56237197.757 | 0.14717 |  |  | 56237197.757
[8 empty] | 0 |  |  | 0
| LANTAI ATAP | [6 empty] | 0 |  |  | 0
1 | Pengecatan dinding eksterior | 439.78 | m2 | K.02.3 | CK - 3.8.11 | 27231.9755 | 11976078.1956 | 0.031341 |  |  | 11976078.1956
2 | Waterproofing plat dak Polyurethane) | 1004.8 | m2 | K.04.1 | CK - 3.4.3 | 128948.908 | 129567862.7584 | 0.33908 |  |  | 129567862.7584
[8 empty] | 0 |  |  | 0
J | PEKERJAAN RAILING | [6 empty] | 0 |  |  | 0
| LANTAI 01 | [6 empty] | 0 |  |  | 0
| RAILING TANGGA A | [6 empty] | 0 |  |  | 0
| Catatan : | [6 empty] | 0 |  |  | 0
| Pekerjaan railing, meliputi : - Pipa black steel Ø 2", tebal 1.6 mm (finish zinchromate & cat besi) - Pipa black steel Ø 1/2", tebal 1.6 mm (finish zinchromate & cat besi) - Plat besi, tebal 3 mm (finish zinchromate & cat besi) - Flange bulat Ø 2" daun lebar - Angkur baut Ø 12 mm - Pengelasan - Aksesoris pendukung - Pekerjaan terpasang rapi dan sesuai gambar detail | [6 empty] | 0 |  |  | 0
1 | Railing, tipe R01 | 6.49 | m' | L.02 | Analisa non standar | 63332.407 | 411027.3218 | 0.0010756 |  |  | 411027.3218
2 | Railing, tipe R02 | 4.92 | m' | L.02 | Analisa non standar | 63332.407 | 311595.4427 | 0.00081544 |  |  | 311595.4427
3 | Railing, tipe R03 | 3.2 | m' | L.02 | Analisa non standar | 63332.407 | 202663.7026 | 0.00053036 |  |  | 202663.7026
4 | Railing, tipe R04 | 6.38 | m' | L.02 | Analisa non standar | 63332.407 | 404060.757 | 0.0010574 |  |  | 404060.757
5 | Railing, tipe R05 | 4.81 | m' | L.02 | Analisa non standar | 63332.407 | 304628.8779 | 0.0007972 |  |  | 304628.8779
[8 empty] | 0 |  |  | 0
| RAILING TANGGA B | [6 empty] | 0 |  |  | 0
| Catatan : | [6 empty] | 0 |  |  | 0
| Pekerjaan railing, meliputi : - Pipa black steel Ø 2", tebal 1.6 mm (finish zinchromate & cat besi) - Pipa black steel Ø 1/2", tebal 1.6 mm (finish zinchromate & cat besi) - Plat besi, tebal 3 mm (finish zinchromate & cat besi) - Flange bulat Ø 2" daun lebar - Angkur baut Ø 12 mm - Pengelasan - Aksesoris pendukung - Pekerjaan terpasang rapi dan sesuai gambar detail | [6 empty] | 0 |  |  | 0
1 | Railing tipe R01 | 4.92 | m' | L.02 | Analisa non standar | 63332.407 | 311595.4427 | 0.00081544 |  |  | 311595.4427
2 | Railing tipe R02 | 4.92 | m' | L.02 | Analisa non standar | 63332.407 | 311595.4427 | 0.00081544 |  |  | 311595.4427
3 | Railing tipe R03 | 6.79 | m' | L.04 | Analisa non standar | 385000 | 2614150 | 0.0068412 |  |  | 2614150
4 | Railing tipe R04 | 6.41 | m' | L.02 | Analisa non standar | 63332.407 | 405960.7292 | 0.0010624 |  |  | 405960.7292
5 | Railing tipe R04A | 6.48 | m' | L.02 | Analisa non standar | 63332.407 | 410393.9977 | 0.001074 |  |  | 410393.9977
6 | Railing tipe R05 | 4.81 | m' | L.02 | Analisa non standar | 63332.407 | 304628.8779 | 0.0007972 |  |  | 304628.8779
7 | Railing tipe R05A | 4.8 | m' | L.02 | Analisa non standar | 63332.407 | 303995.5538 | 0.00079555 |  |  | 303995.5538
[8 empty] | 0 |  |  | 0
| RAILING TANGGA C | [6 empty] | 0 |  |  | 0
| Pekerjaan railing, meliputi : - Pipa black steel Ø 2", tebal 1.6 mm (finish zinchromate & cat besi) - Pipa black steel Ø 1/2", tebal 1.6 mm (finish zinchromate & cat besi) - Plat besi, tebal 3 mm (finish zinchromate & cat besi) - Flange bulat Ø 2" daun lebar - Angkur baut Ø 12 mm - Pengelasan - Aksesoris pendukung - Pekerjaan terpasang rapi dan sesuai gambar detail | [6 empty] | 0 |  |  | 0
1 | Railing, tipe R01 | 6.49 | m' | L.02 | Analisa non standar | 63332.407 | 411027.3218 | 0.0010756 |  |  | 411027.3218
2 | Railing, tipe R02 | 4.92 | m' | L.02 | Analisa non standar | 63332.407 | 311595.4427 | 0.00081544 |  |  | 311595.4427
3 | Railing, tipe R03 | 3.2 | m' | L.02 | Analisa non standar | 63332.407 | 202663.7026 | 0.00053036 |  |  | 202663.7026
4 | Railing, tipe R04 | 6.38 | m' | L.02 | Analisa non standar | 63332.407 | 404060.757 | 0.0010574 |  |  | 404060.757
5 | Railing, tipe R05 | 4.81 | m' | L.02 | Analisa non standar | 63332.407 | 304628.8779 | 0.0007972 |  |  | 304628.8779
[8 empty] | 0 |  |  | 0
| RAILING RAMP DIFABEL | [6 empty] | 0 |  |  | 0
| Pekerjaan railing, meliputi : - Pipa stainless steel SS304 Ø 2", tebal 1.2 mm - Pipa stainless steel SS304 Ø 1", tebal 1.2 mm - Pipa stainless steel SS304 Ø 1/2", tebal 1.2 mm - Plat stainless steel SS304, tebal 3 mm - End cap / dop / penutup pipa stainless steel - Flange bulat Ø 2" daun lebar - Angkur baut Ø 12 mm - Pengelasan - Aksesoris pendukung - Pekerjaan terpasang rapi dan sesuai gambar detail | [6 empty] | 0 |  |  | 0
1 | Railing, tipe R01 | 21.22 | m' | L.04 | Analisa non standar | 385000 | 8169700 | 0.02138 |  |  | 8169700
[8 empty] | 0 |  |  | 0
| RAILING PERPUSTAKAAN | [6 empty] | 0 |  |  | 0
| Pekerjaan railing, meliputi : - Hollow stainless steel SS304, uk. 50x50x1.2 mm - Hollow stainless steel SS304, uk. 20x50x1.2 mm - Plat stainless steel SS304, tebal 3 mm - End cap / dop / penutup hollow stainless steel - Angkur baut Ø 12 mm - Pengelasan - Aksesoris pendukung - Pekerjaan terpasang rapi dan sesuai gambar detail | [6 empty] | 0 |  |  | 0
1 | Railing, tipe R01 | 3.25 | m' | L.05 | Analisa non standar | 1745542.03 | 5673011.5975 | 0.014846 |  |  | 5673011.5975
2 | Railing, tipe R02 | 7.25 | m' | L.05 | Analisa non standar | 1745542.03 | 12655179.7175 | 0.033118 |  |  | 12655179.7175
[8 empty] | 0 |  |  | 0
K | PEKERJAAN FASADE | [6 empty] | 0 |  |  | 0
| TAMPAK DEPAN | [6 empty] | 0 |  |  | 0
1 | DETAIL FASAD A | [6 empty] | 0 |  |  | 0
- | Pasangan alumunium composite Panel (ACP), tebal 4 mm, meliputi : | 318.35 | m2 | AK.01.1 | Analisa non standar | 894332.3552 | 284710705.2883 | 0.74508 |  |  | 284710705.2883
| Aluminium composite panel PVDF 0.3 Alloy 3003 | [6 empty] | 0 |  |  | 0
| Rangka hollow aluminium, uk. 40x40x1 mm | [6 empty] | 0 |  |  | 0
| Bracket siku, uk. 40x40x3 mm (finishing zinchromate) | [6 empty] | 0 |  |  | 0
| Stiffener | [6 empty] | 0 |  |  | 0
| Sealant non asam & back up | [6 empty] | 0 |  |  | 0
| Baut, skrup & angkur baut | [6 empty] | 0 |  |  | 0
| Perforated cutting CNC | [6 empty] | 0 |  |  | 0
[8 empty] | 0 |  |  | 0
- | GRC cetak, tebal 10 mm (rangka siku besi) | 264.01 | m2 | AK.02.1 | Analisa non standar | 528033.8968 | 139406229.0876 | 0.36482 |  |  | 139406229.0876
| Rangka siku besi, uk. 50x50x5 mm (finishing zinchromate) | [6 empty] | 0 |  |  | 0
| Bracket siku, uk. 50x50x5 mm (finishing zinchromate) | [6 empty] | 0 |  |  | 0
| Angkur baut Ø 12 x 90 mm | [6 empty] | 0 |  |  | 0
| Finishing GRC cetak dengan cat eksterior | [6 empty] | 0 |  |  | 0
[8 empty] | 0 |  |  | 0
2 | DETAIL FASAD B | [6 empty] | 0 |  |  | 0
- | GRC cetak, tebal 10 mm (rangka pipa besi) | 213.65 | m2 | AK.02.2 | Analisa non standar | 625082.7333 | 133548925.9642 | 0.34949 |  |  | 133548925.9642
| Rangka pipa besi Ø 3" (finishing zincrhomate + cat besi) | [6 empty] | 0 |  |  | 0
| Dudukan rangka, plat besi, tebal 3 mm (finishing zinchromate + cat besi) | [6 empty] | 0 |  |  | 0
| Bracket siku, uk. 50x50x5 mm (finishing zinchromate) | [6 empty] | 0 |  |  | 0
| Angkur baut Ø 12 x 90 mm | [6 empty] | 0 |  |  | 0
| Finishing GRC cetak dengan cat eksterior | [6 empty] | 0 |  |  | 0
[8 empty] | 0 |  |  | 0
3 | DETAIL FASAD C | [6 empty] | 0 |  |  | 0
- | GRC cetak, tebal 10 mm (rangka pipa besi) | 197.19 | m2 | AK.02.2 | Analisa non standar | 625082.7333 | 123260064.1745 | 0.32257 |  |  | 123260064.1745
| Rangka pipa besi Ø 3" (finishing zincrhomate + cat besi) | [6 empty] | 0 |  |  | 0
| Dudukan rangka, plat besi, tebal 3 mm (finishing zinchromate + cat besi) | [6 empty] | 0 |  |  | 0
| Bracket siku, uk. 50x50x5 mm (finishing zinchromate) | [6 empty] | 0 |  |  | 0
| Angkur baut Ø 12 x 90 mm | [6 empty] | 0 |  |  | 0
| Finishing GRC cetak dengan cat eksterior | [6 empty] | 0 |  |  | 0
[8 empty] | 0 |  |  | 0
4 | DETAIL FASAD D | [6 empty] | 0 |  |  | 0
- | Pasangan alumunium composite Panel (ACP), tebal 4 mm, meliputi : | 130.4 | m2 | AK.01.1 | Analisa non standar | 894332.3552 | 116620939.1223 | 0.30519 |  |  | 116620939.1223
| Aluminium composite panel PVDF 0.3 Alloy 3003 | [6 empty] | 0 |  |  | 0
| Rangka hollow aluminium, uk. 40x40x1 mm | [6 empty] | 0 |  |  | 0
| Bracket siku, uk. 40x40x3 mm (finishing zinchromate) | [6 empty] | 0 |  |  | 0
| Stiffener | [6 empty] | 0 |  |  | 0
| Sealant non asam & back up | [6 empty] | 0 |  |  | 0
| Baut, skrup & angkur baut | [6 empty] | 0 |  |  | 0
| Perforated cutting CNC | [6 empty] | 0 |  |  | 0
[8 empty] | 0 |  |  | 0
- | Lipped channel 150 x 50 x 20 mm (finishing zinchromate + cat besi) | 802 | kg | D.01.2.5 | Analisa standar | 32800 | 26305600 | 0.068841 |  |  | 26305600
- | Plat Besi, tebal 3 mm (finishing zincrhomate + cat besi) | 16.96 | kg | D.01.2.6 | Analisa Standar | 28850 | 489296 | 0.0012805 |  |  | 489296
- | Angkur baut Ø 12 x 90 mm | 93.03 | bh | BN | Survey Pasar | 4000 | 372120 | 0.00097383 |  |  | 372120
[8 empty] | 0 |  |  | 0
- | 1 unit logo, meliputi: | 1 | unit | AK.03.2 | CK - 3.16.1.1 | 4232459.9406 | 4232459.9406 | 0.011076 |  |  | 4232459.9406
| Plat galvalum, tebal 0.8 mm | [6 empty] | 0 |  |  | 0
| Finish cat | [6 empty] | 0 |  |  | 0
| Embosse 40 mm | [6 empty] | 0 |  |  | 0
[8 empty] | 0 |  |  | 0
5 | DETAIL FASAD E | [6 empty] | 0 |  |  | 0
- | GRC cetak, tebal 10 mm (rangka siku besi) | 624.48 | m2 | AK.02.1 | Analisa non standar | 528033.8968 | 329746607.8581 | 0.86294 |  |  | 329746607.8581
| Rangka siku besi, uk. 50x50x5 mm (finishing zinchromate) | [6 empty] | 0 |  |  | 0
| Bracket siku, uk. 50x50x5 mm (finishing zinchromate) | [6 empty] | 0 |  |  | 0
| Angkur baut Ø 12 x 90 mm | [6 empty] | 0 |  |  | 0
| Finishing GRC cetak dengan cat eksterior | [6 empty] | 0 |  |  | 0
[8 empty] | 0 |  |  | 0
| TAMPAK BELAKANG | [6 empty] | 0 |  |  | 0
1 | DETAIL FASAD A | [6 empty] | 0 |  |  | 0
- | GRC cetak, tebal 10 mm (rangka siku besi) | 250.36 | m2 | AK.02.1 | Analisa non standar | 528033.8968 | 132198566.3966 | 0.34596 |  |  | 132198566.3966
| Rangka siku besi, uk. 50x50x5 mm (finishing zinchromate) | [6 empty] | 0 |  |  | 0
| Bracket siku, uk. 50x50x5 mm (finishing zinchromate) | [6 empty] | 0 |  |  | 0
| Angkur baut Ø 12 x 90 mm | [6 empty] | 0 |  |  | 0
| Finishing GRC cetak dengan cat eksterior | [6 empty] | 0 |  |  | 0
[8 empty] | 0 |  |  | 0
2 | DETAIL FASAD E | [6 empty] | 0 |  |  | 0
- | GRC cetak, tebal 10 mm (rangka siku besi) | 416.32 | m2 | AK.02.1 | Analisa non standar | 528033.8968 | 219831071.9054 | 0.57529 |  |  | 219831071.9054
| Rangka siku besi, uk. 50x50x5 mm (finishing zinchromate) | [6 empty] | 0 |  |  | 0
| Bracket siku, uk. 50x50x5 mm (finishing zinchromate) | [6 empty] | 0 |  |  | 0
| Angkur baut Ø 12 x 90 mm | [6 empty] | 0 |  |  | 0
| Finishing GRC cetak dengan cat eksterior | [6 empty] | 0 |  |  | 0
[8 empty] | 0 |  |  | 0
3 | DETAIL FASAD G | [6 empty] | 0 |  |  | 0
- | Pasangan alumunium composite Panel (ACP), tebal 4 mm, meliputi : | 119.24 | m2 | AK.01.1 | Analisa non standar | 894332.3552 | 106640190.0379 | 0.27907 |  |  | 106640190.0379
| Aluminium composite panel PVDF 0.3 Alloy 3003 | [6 empty] | 0 |  |  | 0
| Rangka hollow aluminium, uk. 40x40x1 mm | [6 empty] | 0 |  |  | 0
| Bracket siku, uk. 40x40x3 mm (finishing zinchromate) | [6 empty] | 0 |  |  | 0
| Stiffener | [6 empty] | 0 |  |  | 0
| Sealant non asam & back up | [6 empty] | 0 |  |  | 0
| Baut, skrup & angkur baut | [6 empty] | 0 |  |  | 0
| Perforated cutting CNC | [6 empty] | 0 |  |  | 0
[8 empty] | 0 |  |  | 0
- | GRC cetak, tebal 10 mm (rangka siku besi) | 81.74 | m2 | AK.02.1 | Analisa non standar | 528033.8968 | 43161490.7224 | 0.11295 |  |  | 43161490.7224
| Rangka siku besi, uk. 50x50x5 mm (finishing zinchromate) | [6 empty] | 0 |  |  | 0
| Bracket siku, uk. 50x50x5 mm (finishing zinchromate) | [6 empty] | 0 |  |  | 0
| Angkur baut Ø 12 x 90 mm | [6 empty] | 0 |  |  | 0
| Finishing GRC cetak dengan cat eksterior | [6 empty] | 0 |  |  | 0
[8 empty] | 0 |  |  | 0
4 | DETAIL FASAD H | [6 empty] | 0 |  |  | 0
- | GRC cetak, tebal 10 mm (rangka siku besi) | 71.24 | m2 | AK.02.1 | Analisa non standar | 528033.8968 | 37617134.8063 | 0.098443 |  |  | 37617134.8063
| Rangka siku besi, uk. 50x50x5 mm (finishing zinchromate) | [6 empty] | 0 |  |  | 0
| Bracket siku, uk. 50x50x5 mm (finishing zinchromate) | [6 empty] | 0 |  |  | 0
| Angkur baut Ø 12 x 90 mm | [6 empty] | 0 |  |  | 0
| Finishing GRC cetak dengan cat eksterior | [6 empty] | 0 |  |  | 0
[8 empty] | 0 |  |  | 0
| TAMPAK SAMPING KANAN | [6 empty] | 0 |  |  | 0
1 | DETAIL FASAD A | [6 empty] | 0 |  |  | 0
- | Pasangan alumunium composite Panel (ACP), tebal 4 mm, meliputi : | 126.56 | m2 | AK.01.1 | Analisa non standar | 894332.3552 | 113186702.8782 | 0.29621 |  |  | 113186702.8782
| Aluminium composite panel PVDF 0.3 Alloy 3003 | [6 empty] | 0 |  |  | 0
| Rangka hollow aluminium, uk. 40x40x1 mm | [6 empty] | 0 |  |  | 0
| Bracket siku, uk. 40x40x3 mm (finishing zinchromate) | [6 empty] | 0 |  |  | 0
| Stiffener | [6 empty] | 0 |  |  | 0
| Sealant non asam & back up | [6 empty] | 0 |  |  | 0
| Baut, skrup & angkur baut | [6 empty] | 0 |  |  | 0
| Perforated cutting CNC | [6 empty] | 0 |  |  | 0
[8 empty] | 0 |  |  | 0
- | GRC cetak, tebal 10 mm (rangka siku besi) | 122.9 | m2 | AK.02.1 | Analisa non standar | 528033.8968 | 64895365.9136 | 0.16983 |  |  | 64895365.9136
| Rangka siku besi, uk. 50x50x5 mm (finishing zinchromate) | [6 empty] | 0 |  |  | 0
| Bracket siku, uk. 50x50x5 mm (finishing zinchromate) | [6 empty] | 0 |  |  | 0
| Angkur baut Ø 12 x 90 mm | [6 empty] | 0 |  |  | 0
| Finishing GRC cetak dengan cat eksterior | [6 empty] | 0 |  |  | 0
[8 empty] | 0 |  |  | 0
2 | DETAIL FASAD E | [6 empty] | 0 |  |  | 0
- | GRC cetak, tebal 10 mm (rangka siku besi) | 267.63 | m2 | AK.02.1 | Analisa non standar | 528033.8968 | 141317711.7939 | 0.36982 |  |  | 141317711.7939
| Rangka siku besi, uk. 50x50x5 mm (finishing zinchromate) | [6 empty] | 0 |  |  | 0
| Bracket siku, uk. 50x50x5 mm (finishing zinchromate) | [6 empty] | 0 |  |  | 0
| Angkur baut Ø 12 x 90 mm | [6 empty] | 0 |  |  | 0
| Finishing GRC cetak dengan cat eksterior | [6 empty] | 0 |  |  | 0
[8 empty] | 0 |  |  | 0
| TAMPAK SAMPING KIRI | [6 empty] | 0 |  |  | 0
1 | DETAIL FASAD A | [6 empty] | 0 |  |  | 0
- | Pasangan alumunium composite Panel (ACP), tebal 4 mm, meliputi : | 83.06 | m2 | AK.01.1 | Analisa non standar | 894332.3552 | 74283245.4256 | 0.1944 |  |  | 74283245.4256
| Aluminium composite panel PVDF 0.3 Alloy 3003 | [6 empty] | 0 |  |  | 0
| Rangka hollow aluminium, uk. 40x40x1 mm | [6 empty] | 0 |  |  | 0
| Bracket siku, uk. 40x40x3 mm (finishing zinchromate) | [6 empty] | 0 |  |  | 0
| Stiffener | [6 empty] | 0 |  |  | 0
| Sealant non asam & back up | [6 empty] | 0 |  |  | 0
| Baut, skrup & angkur baut | [6 empty] | 0 |  |  | 0
| Perforated cutting CNC | [6 empty] | 0 |  |  | 0
[8 empty] | 0 |  |  | 0
- | GRC cetak, tebal 10 mm (rangka siku besi) | 122.9 | m2 | AK.02.1 | Analisa non standar | 528033.8968 | 64895365.9136 | 0.16983 |  |  | 64895365.9136
| Rangka siku besi, uk. 50x50x5 mm (finishing zinchromate) | [6 empty] | 0 |  |  | 0
| Bracket siku, uk. 50x50x5 mm (finishing zinchromate) | [6 empty] | 0 |  |  | 0
| Angkur baut Ø 12 x 90 mm | [6 empty] | 0 |  |  | 0
| Finishing GRC cetak dengan cat eksterior | [6 empty] | 0 |  |  | 0
[8 empty] | 0 |  |  | 0
2 | DETAIL FASAD E | [6 empty] | 0 |  |  | 0
- | GRC cetak, tebal 10 mm (rangka siku besi) | 267.63 | m2 | AK.02.1 | Analisa non standar | 528033.8968 | 141317711.7939 | 0.36982 |  |  | 141317711.7939
| Rangka siku besi, uk. 50x50x5 mm (finishing zinchromate) | [6 empty] | 0 |  |  | 0
| Bracket siku, uk. 50x50x5 mm (finishing zinchromate) | [6 empty] | 0 |  |  | 0
| Angkur baut Ø 12 x 90 mm | [6 empty] | 0 |  |  | 0
| Finishing GRC cetak dengan cat eksterior | [6 empty] | 0 |  |  | 0
[8 empty] | 0 |  |  | 0
K | PEKERJAAN MEJA BETON LABORATORIUM | [6 empty] | 0 |  |  | 0
| LANTAI 01 | [6 empty] | 0 |  |  | 0
| Meja beton, tipe MB01 (12 Unit) | [6 empty] | 0 |  |  | 0
1 | Kolom praktis (KP3), uk. 100 x 200 mm | 57.6 | m1 | D.04.02.1 | Analisa standar | 85612.1441 | 4931259.4995 | 0.012905 |  |  | 4931259.4995
2 | Balok praktis (BP1), uk. 100 x 200 mm | 121.87 | m1 | D.04.05 | Analisa standar | 137546.1326 | 16762747.1849 | 0.043868 |  |  | 16762747.1849
3 | Pasangan dinding bata ringan, uk.100 x 200 x 600 mm | 38.54 | m2 | C.02.03 | CK - 3.6.4.2 | 96532.5486 | 3720364.4213 | 0.0097361 |  |  | 3720364.4213
4 | Plesteran dinding bata ringan | 77.08 | m2 | C.02.08 | CK - 3.7.7 | 49305.0435 | 3800432.7523 | 0.0099456 |  |  | 3800432.7523
5 | Acian dinding bata ringan | 77.08 | m2 | C.02.09 | Analisa Standar | 37774.3844 | 2911649.5511 | 0.0076197 |  |  | 2911649.5511
6 | Plat meja beton, tebal 100 mm (# D10-150 mm) | 5.89 | m3 | D.04.13 | Analisa non standar | 3697137.7827 | 21776141.5399 | 0.056988 |  |  | 21776141.5399
7 | Homogeneous tile, uk. 600 x 600 mm (polished) | 74.65 | m2 | J.01.2 | CK - 3.9.4.3 | 299535.2611 | 22360307.2437 | 0.058516 |  |  | 22360307.2437
8 | Pengecatan dinding dengan cat eksterior | 92.25 | m2 | K.02.3 | CK - 3.8.11 | 24872.4755 | 2294485.867 | 0.0060046 |  |  | 2294485.867
9 | Kusen hollow aluminium 40x60x1 mm | 41.04 | m1 | N.09.2 | Analisa standar | 61959.1976 | 2542805.4688 | 0.0066544 |  |  | 2542805.4688
10 | Panel pintu dengan alumunium composite panel PE 0.21 mm (2 sisi) | 11.42 | m2 | AK.01.2 | Analisa non standar | 850000 | 9707000 | 0.025403 |  |  | 9707000
11 | Frame pintu aluminium | 49.44 | m' | F.01.03 | Analisa Standar | 123479.9635 | 6104849.3972 | 0.015976 |  |  | 6104849.3972
12 | Engsel pintu (soft close) | 48 | psg | F.03.02 | CK - 3.11.4.5 | 72392.0144 | 3474816.6922 | 0.0090935 |  |  | 3474816.6922
13 | Round device | 24 | psg | F.04.08 | Analisa Standar | 19000 | 456000 | 0.0011933 |  |  | 456000
[8 empty] | 0 |  |  | 0
R | PEKERJAAN INTERIOR | [6 empty] | 0 |  |  | 0
| LANTAI 01 | [6 empty] | 0 |  |  | 0
| LOBBY | [6 empty] | 0 |  |  | 0
1 | Papan plywood, tebal 9 mm | 285.64 | m2 | G.06.1 | Analisa Standar | 65000 | 18566600 | 0.048588 |  |  | 18566600
2 | Finishing HPL, tebal 0.7 mm | 102.19 | m2 | J.05.1 | Analisa Standar | 149385.0553 | 15265658.8003 | 0.03995 |  |  | 15265658.8003
[8 empty] | 0 |  |  | 0
| BIAYA PEKERJAAN ARSITEKTUR | [5 empty] | 6966395490.3735
V | PEKERJAAN ELEKTRIKAL | [6 empty] | 0 |  |  | 0
A | PEKERJAAN PANEL | [6 empty] | 0 |  |  | 0
1 | Main Distribution Panel (MPD) Gedung | [6 empty] | 0 |  |  | 0
- | Box panel floor standing, uk. 2100 (H) x 700 (W) x 800 (D) mm | 1 | set | BN | Survey Pasar | 11228791 | 11228791 | 0.029385 |  |  | 11228791
| Segregation form 2A | [6 empty] | 0 |  |  | 0
| Protection degree IP30 | [6 empty] | 0 |  |  | 0
| Finishing powder coating RAL 7032 | [6 empty] | 0 |  |  | 0
[8 empty] | 0 |  |  | 0
| Incoming | [6 empty] | 0 |  |  | 0
- | ACB 800 A / 3P / 50 kA | 1 | bh | BN | Survey Pasar | 16963219.0676 | 16963219.0676 | 0.044392 |  |  | 16963219.0676
- | MCCB 70-100 A / 3P / 36 kA | 1 | bh | BN | Survey Pasar | 769974.24 | 769974.24 | 0.002015 |  |  | 769974.24
- | Pilot lamp 230/240V (red) | 1 | bh | BN | Survey Pasar | 15580.7496 | 15580.7496 | 4.0774e-05 |  |  | 15580.7496
- | Pilot lamp 230/240V (yellow) | 1 | bh | BN | Survey Pasar | 15580.7496 | 15580.7496 | 4.0774e-05 |  |  | 15580.7496
- | Pilot lamp 230/240V (green) | 1 | bh | BN | Survey Pasar | 15580.7496 | 15580.7496 | 4.0774e-05 |  |  | 15580.7496
- | STI (Fuse Carrier) | 3 | bh | BN | Survey Pasar | 50815.1983 | 152445.5949 | 0.00039895 |  |  | 152445.5949
- | Tabung sekring (fuse catridge) | 3 | bh | BN | Survey Pasar | 26912.2038 | 80736.6114 | 0.00021129 |  |  | 80736.6114
- | Digital power meter PM 2220 | 1 | bh | BN | Survey Pasar | 2230880.0519 | 2230880.0519 | 0.0058381 |  |  | 2230880.0519
- | Current transformer 800 / 5A | 3 | bh | BN | Survey Pasar | 442564.1093 | 1327692.328 | 0.0034745 |  |  | 1327692.328
[8 empty] | 0 |  |  | 0
| Outgoing | [6 empty] | 0 |  |  | 0
- | MCCB 112-160 A / 3P / 25 kA | 2 | bh | BN | Survey Pasar | 1451000 | 2902000 | 0.0075944 |  |  | 2902000
- | MCCB 70-100 A / 3P / 25 kA | 3 | bh | BN | Survey Pasar | 839578 | 2518734 | 0.0065915 |  |  | 2518734
- | MCCB 100 A / 3P / 18 kA | 3 | bh | BN | Survey Pasar | 804400 | 2413200 | 0.0063153 |  |  | 2413200
- | MCCB 80 A / 3P / 18 kA | 1 | bh | BN | Survey Pasar | 804400 | 804400 | 0.0021051 |  |  | 804400
- | MCCB 40 A / 3P / 18 kA | 9 | bh | BN | Survey Pasar | 611117 | 5500053 | 0.014393 |  |  | 5500053
[8 empty] | 0 |  |  | 0
| Lain-lain | [6 empty] | 0 |  |  | 0
- | Busbar tembaga 5 x 1000 A | 1 | set | BN | Survey Pasar | 3364025.4751 | 3364025.4751 | 0.0088036 |  |  | 3364025.4751
- | Wiring, aksesoris dan instalasi | 1 | ls | - | Survey Pasar | 2500000 | 2500000 | 0.0065424 |  |  | 2500000
- | Kabel tray uk. 800 x 100 mm | 0.85 | m1 | AD.01.1 | CK - 5.1.1.12.1 | 494223.8952 | 420090.311 | 0.0010994 |  |  | 420090.311
- | Cover tray uk. 800 x 100 mm | 0.85 | m1 | AD.07.1 | Analisa non standar | 310198.6333 | 263668.8383 | 0.00069001 |  |  | 263668.8383
- | Outside riser tray uk. 800 x 100 mm | 1 | bh | AD.05.1 | Analisa standar | 727809.5161 | 727809.5161 | 0.0019047 |  |  | 727809.5161
[8 empty] | 0 |  |  | 0
2 | Pekerjaan Grounding Elektrikal | [6 empty] | 0 |  |  | 0
- | Grounding dengan kabel NYA 240 mm² | 17.9 | m1 | S.07.13 | Analisa standar | 450000 | 8055000 | 0.02108 |  |  | 8055000
- | Pipa PVC AW Ø 2" | 17.9 | m1 | N.02.01.06 | CK - 6.4.1.6 | 52702.9491 | 943382.7883 | 0.0024688 |  |  | 943382.7883
- | Grounding rod Ø 5/8 lengkap dengan driving stud, clamp, coupler dan drill head | 1 | set | AA.09 | Analisa standar | 1305146.4396 | 1305146.4396 | 0.0034155 |  |  | 1305146.4396
- | Bak kontrol grounding PVC (polymer inspection pit) | 1 | unit | AA.10 | Analisa standar | 574457.3335 | 574457.3335 | 0.0015033 |  |  | 574457.3335
- | Pengeboran sumur grounding | 9 | m' | BN | Survey Pasar | 80205.65 | 721850.85 | 0.0018891 |  |  | 721850.85
[8 empty] | 0 |  |  | 0
3 | Pekerjaan Grounding Perangkat Elektronika | [6 empty] | 0 |  |  | 0
- | Grounding dengan kabel NYA 10 mm² | 40.66 | m1 | S.07.03 | CK - 5.1.1.2.5 | 25000 | 1016500 | 0.0026602 |  |  | 1016500
- | Pipa PVC AW Ø 1" | 40.66 | m1 | N.02.01.03 | CK - 6.4.1.3 | 24892.0252 | 1012109.7443 | 0.0026487 |  |  | 1012109.7443
- | Grounding rod Ø 5/8 lengkap dengan driving stud, clamp, coupler dan drill head | 1 | set | AA.09 | Analisa standar | 1305146.4396 | 1305146.4396 | 0.0034155 |  |  | 1305146.4396
- | Bak kontrol grounding PVC (polymer inspection pit) | 1 | unit | AA.10 | Analisa standar | 574457.3335 | 574457.3335 | 0.0015033 |  |  | 574457.3335
- | Pengeboran sumur grounding | 9 | m' | BN | Survey Pasar | 80205.65 | 721850.85 | 0.0018891 |  |  | 721850.85
[8 empty] | 0 |  |  | 0
| LANTAI 01 | [6 empty] | 0 |  |  | 0
1 | Panel Daya Penerangan Lantai 1 | [6 empty] | 0 |  |  | 0
- | Box panel wall mounted, uk. 700 (H) x 600 (W) x 230 (D) mm | 1 | set | BN | Survey Pasar | 1716400.91 | 1716400.91 | 0.0044918 |  |  | 1716400.91
| Segregation form 2A | [6 empty] | 0 |  |  | 0
| Protection degree IP30 | [6 empty] | 0 |  |  | 0
| Finishing powder coating RAL 7032 | [6 empty] | 0 |  |  | 0
[8 empty] | 0 |  |  | 0
| Incoming | [6 empty] | 0 |  |  | 0
- | MCCB 40 A / 3P / 18 kA | 1 | bh | BN | Survey Pasar | 490150.3621 | 490150.3621 | 0.0012827 |  |  | 490150.3621
- | Pilot lamp 230/240V (red) | 1 | bh | BN | Survey Pasar | 15580.7496 | 15580.7496 | 4.0774e-05 |  |  | 15580.7496
- | Pilot lamp 230/240V (yellow) | 1 | bh | BN | Survey Pasar | 15580.7496 | 15580.7496 | 4.0774e-05 |  |  | 15580.7496
- | Pilot lamp 230/240V (green) | 1 | bh | BN | Survey Pasar | 15580.7496 | 15580.7496 | 4.0774e-05 |  |  | 15580.7496
- | STI (Fuse Carrier) | 3 | bh | BN | Survey Pasar | 50815.1983 | 152445.5949 | 0.00039895 |  |  | 152445.5949
- | Tabung sekring (fuse catridge) | 3 | bh | BN | Survey Pasar | 26912.2038 | 80736.6114 | 0.00021129 |  |  | 80736.6114
- | Ampere meter analog | 3 | bh | BN | Survey Pasar | 45325.8169 | 135977.4508 | 0.00035585 |  |  | 135977.4508
- | Volt meter analog | 1 | bh | BN | Survey Pasar | 45325.8169 | 45325.8169 | 0.00011862 |  |  | 45325.8169
- | Selector volt | 1 | bh | BN | Survey Pasar | 44617.601 | 44617.601 | 0.00011676 |  |  | 44617.601
- | Current transformer 40 / 5A | 3 | bh | BN | Survey Pasar | 220947.0686 | 662841.2057 | 0.0017346 |  |  | 662841.2057
[8 empty] | 0 |  |  | 0
| Outgoing | [6 empty] | 0 |  |  | 0
- | MCB 6 A / 1P / 6 kA | 26 | bh | BN | Survey Pasar | 58498.7929 | 1520968.615 | 0.0039803 |  |  | 1520968.615
- | MCB 10 A / 1P / 6 kA | 2 | bh | BN | Survey Pasar | 56091.8213 | 112183.6427 | 0.00029358 |  |  | 112183.6427
- | Timer | 1 | bh | BN | Survey Pasar | 293909.5941 | 293909.5941 | 0.00076915 |  |  | 293909.5941
- | Contactor 1NO 16A | 4 | bh | BN | Survey Pasar | 109490.1765 | 437960.7061 | 0.0011461 |  |  | 437960.7061
[8 empty] | 0 |  |  | 0
| Lain-lain | [6 empty] | 0 |  |  | 0
- | Wiring, aksesoris dan instalasi | 1 | ls | - | Survey Pasar | 2500000 | 2500000 | 0.0065424 |  |  | 2500000
- | Kabel tray uk. 400 x 100 mm | 1.15 | m1 | AD.01.3 | CK - 5.1.1.12.3 | 311586.7354 | 358324.7457 | 0.00093773 |  |  | 358324.7457
- | Cover tray uk. 400 x 100 mm | 1.15 | m1 | AD.07.3 | Analisa non standar | 177238.963 | 203824.8075 | 0.0005334 |  |  | 203824.8075
- | Outside riser tray uk. 400 x 100 mm | 1 | bh | AD.05.3 | Analisa standar | 589773.8129 | 589773.8129 | 0.0015434 |  |  | 589773.8129
[8 empty] | 0 |  |  | 0
2 | Panel Daya Kotak Kontak Lantai 1 | [6 empty] | 0 |  |  | 0
- | Box panel wall mounted, uk. 1000 (H) x 700 (W) x 230 (D) mm | 1 | set | BN | Survey Pasar | 3657377.64 | 3657377.64 | 0.0095712 |  |  | 3657377.64
| Segregation form 2A | [6 empty] | 0 |  |  | 0
| Protection degree IP30 | [6 empty] | 0 |  |  | 0
| Finishing powder coating RAL 7032 | [6 empty] | 0 |  |  | 0
[8 empty] | 0 |  |  | 0
| Incoming | [6 empty] | 0 |  |  | 0
- | MCCB 100 A / 3P / 18 kA | 1 | bh | BN | Survey Pasar | 645174.2486 | 645174.2486 | 0.0016884 |  |  | 645174.2486
- | Pilot lamp 230/240V (red) | 1 | bh | BN | Survey Pasar | 15580.7496 | 15580.7496 | 4.0774e-05 |  |  | 15580.7496
- | Pilot lamp 230/240V (yellow) | 1 | bh | BN | Survey Pasar | 15580.7496 | 15580.7496 | 4.0774e-05 |  |  | 15580.7496
- | Pilot lamp 230/240V (green) | 1 | bh | BN | Survey Pasar | 15580.7496 | 15580.7496 | 4.0774e-05 |  |  | 15580.7496
- | STI (Fuse Carrier) | 3 | bh | BN | Survey Pasar | 50815.1983 | 152445.5949 | 0.00039895 |  |  | 152445.5949
- | Tabung sekring (fuse catridge) | 3 | bh | BN | Survey Pasar | 26912.2038 | 80736.6114 | 0.00021129 |  |  | 80736.6114
- | Ampere meter analog | 3 | bh | BN | Survey Pasar | 45325.8169 | 135977.4508 | 0.00035585 |  |  | 135977.4508
- | Volt meter analog | 1 | bh | BN | Survey Pasar | 45325.8169 | 45325.8169 | 0.00011862 |  |  | 45325.8169
- | Selector volt | 1 | bh | BN | Survey Pasar | 44617.601 | 44617.601 | 0.00011676 |  |  | 44617.601
- | Current transformer 100 / 5A | 3 | bh | BN | Survey Pasar | 200262.9153 | 600788.7459 | 0.0015722 |  |  | 600788.7459
[8 empty] | 0 |  |  | 0
| Outgoing | [6 empty] | 0 |  |  | 0
- | MCB 10 A / 1P / 6 kA | 54 | bh | BN | Survey Pasar | 56091.8213 | 3028958.3517 | 0.0079267 |  |  | 3028958.3517
[8 empty] | 0 |  |  | 0
| Lain-lain | [6 empty] | 0 |  |  | 0
- | Wiring, aksesoris dan instalasi | 1 | ls | - | Survey Pasar | 2500000 | 2500000 | 0.0065424 |  |  | 2500000
- | Kabel tray uk. 600 x 100 mm | 1.15 | m1 | AD.01.2 | CK - 5.1.1.12.1 | 402905.3109 | 463341.1076 | 0.0012125 |  |  | 463341.1076
- | Cover tray uk. 600 x 100 mm | 1.15 | m1 | AD.07.2 | Analisa non standar | 243718.673 | 280276.4739 | 0.00073348 |  |  | 280276.4739
- | Outside riser tray uk. 600 x 100 mm | 1 | bh | AD.05.2 | Analisa standar | 625268.708 | 625268.708 | 0.0016363 |  |  | 625268.708
[8 empty] | 0 |  |  | 0
3 | Panel Daya Tata Udara Lantai 1 | [6 empty] | 0 |  |  | 0
- | Box panel wall mounted, uk. 1000 (H) x 700 (W) x 230 (D) mm | 1 | set | BN | Survey Pasar | 3657377.64 | 3657377.64 | 0.0095712 |  |  | 3657377.64
| Segregation form 2A | [6 empty] | 0 |  |  | 0
| Protection degree IP30 | [6 empty] | 0 |  |  | 0
| Finishing powder coating RAL 7032 | [6 empty] | 0 |  |  | 0
[8 empty] | 0 |  |  | 0
| Incoming | [6 empty] | 0 |  |  | 0
- | MCCB 70-100 A / 3P / 25 kA | 1 | bh | BN | Survey Pasar | 673388.9922 | 673388.9922 | 0.0017622 |  |  | 673388.9922
- | Pilot lamp 230/240V (red) | 1 | bh | BN | Survey Pasar | 15580.7496 | 15580.7496 | 4.0774e-05 |  |  | 15580.7496
- | Pilot lamp 230/240V (yellow) | 1 | bh | BN | Survey Pasar | 15580.7496 | 15580.7496 | 4.0774e-05 |  |  | 15580.7496
- | Pilot lamp 230/240V (green) | 1 | bh | BN | Survey Pasar | 15580.7496 | 15580.7496 | 4.0774e-05 |  |  | 15580.7496
- | STI (Fuse Carrier) | 3 | bh | BN | Survey Pasar | 50815.1983 | 152445.5949 | 0.00039895 |  |  | 152445.5949
- | Tabung sekring (fuse catridge) | 3 | bh | BN | Survey Pasar | 26912.2038 | 80736.6114 | 0.00021129 |  |  | 80736.6114
- | Ampere meter analog | 3 | bh | BN | Survey Pasar | 45325.8169 | 135977.4508 | 0.00035585 |  |  | 135977.4508
- | Volt meter analog | 1 | bh | BN | Survey Pasar | 45325.8169 | 45325.8169 | 0.00011862 |  |  | 45325.8169
- | Selector volt | 1 | bh | BN | Survey Pasar | 44617.601 | 44617.601 | 0.00011676 |  |  | 44617.601
- | Current transformer 100 / 5A | 3 | bh | BN | Survey Pasar | 200262.9153 | 600788.7459 | 0.0015722 |  |  | 600788.7459
[8 empty] | 0 |  |  | 0
| Outgoing | [6 empty] | 0 |  |  | 0
- | MCB 10 A / 1P / 6 kA | 8 | bh | BN | Survey Pasar | 56091.8213 | 448734.5706 | 0.0011743 |  |  | 448734.5706
- | MCB 10 A / 1P / 10 kA | 19 | bh | BN | Survey Pasar | 85235.3463 | 1619471.5799 | 0.0042381 |  |  | 1619471.5799
- | MCB 16 A / 1P / 10 kA | 8 | bh | BN | Survey Pasar | 85235.3463 | 681882.7705 | 0.0017845 |  |  | 681882.7705
- | MCB 16 A / 3P / 10 kA | 6 | bh | BN | Survey Pasar | 324876.1936 | 1949257.1613 | 0.0051011 |  |  | 1949257.1613
[8 empty] | 0 |  |  | 0
| Lain-lain | [6 empty] | 0 |  |  | 0
- | Wiring, aksesoris dan instalasi | 1 | ls | - | Survey Pasar | 2500000 | 2500000 | 0.0065424 |  |  | 2500000
- | Kabel tray uk. 600 x 100 mm | 1.15 | m1 | AD.01.2 | CK - 5.1.1.12.1 | 402905.3109 | 463341.1076 | 0.0012125 |  |  | 463341.1076
- | Cover tray uk. 600 x 100 mm | 1.15 | m1 | AD.07.2 | Analisa non standar | 243718.673 | 280276.4739 | 0.00073348 |  |  | 280276.4739
- | Outside riser tray uk. 600 x 100 mm | 1 | bh | AD.05.2 | Analisa standar | 625268.708 | 625268.708 | 0.0016363 |  |  | 625268.708
[8 empty] | 0 |  |  | 0
| LANTAI ATAP | [6 empty] | 0 |  |  | 0
1 | Panel Daya Outdoor AC | [6 empty] | 0 |  |  | 0
- | Box panel wall mounted outdoor, uk. 600 (H) x 500 (W) x 230 (D) mm | 1 | set | BN | Survey Pasar | 1347454.92 | 1347454.92 | 0.0035262 |  |  | 1347454.92
| Segregation form 2A | [6 empty] | 0 |  |  | 0
| Protection degree IP30 | [6 empty] | 0 |  |  | 0
| Finishing powder coating RAL 7032 | [6 empty] | 0 |  |  | 0
[8 empty] | 0 |  |  | 0
| Incoming | [6 empty] | 0 |  |  | 0
- | MCCB 70-100 A / 3P / 25 kA | 1 | bh | BN | Survey Pasar | 673388.9922 | 673388.9922 | 0.0017622 |  |  | 673388.9922
- | Pilot lamp 230/240V (red) | 1 | bh | BN | Survey Pasar | 15580.7496 | 15580.7496 | 4.0774e-05 |  |  | 15580.7496
- | Pilot lamp 230/240V (yellow) | 1 | bh | BN | Survey Pasar | 15580.7496 | 15580.7496 | 4.0774e-05 |  |  | 15580.7496
- | Pilot lamp 230/240V (green) | 1 | bh | BN | Survey Pasar | 15580.7496 | 15580.7496 | 4.0774e-05 |  |  | 15580.7496
- | STI (Fuse Carrier) | 3 | bh | BN | Survey Pasar | 50815.1983 | 152445.5949 | 0.00039895 |  |  | 152445.5949
- | Tabung sekring (fuse catridge) | 3 | bh | BN | Survey Pasar | 26912.2038 | 80736.6114 | 0.00021129 |  |  | 80736.6114
- | Ampere meter analog | 3 | bh | BN | Survey Pasar | 45325.8169 | 135977.4508 | 0.00035585 |  |  | 135977.4508
- | Volt meter analog | 1 | bh | BN | Survey Pasar | 45325.8169 | 45325.8169 | 0.00011862 |  |  | 45325.8169
- | Selector volt | 1 | bh | BN | Survey Pasar | 44617.601 | 44617.601 | 0.00011676 |  |  | 44617.601
- | Current transformer 100 / 5A | 3 | bh | BN | Survey Pasar | 200262.9153 | 600788.7459 | 0.0015722 |  |  | 600788.7459
[8 empty] | 0 |  |  | 0
| Outgoing | [6 empty] | 0 |  |  | 0
- | MCCB 80 A / 3P / 18 kA | 2 | bh | BN | Survey Pasar | 645174.2486 | 1290348.4972 | 0.0033768 |  |  | 1290348.4972
[8 empty] | 0 |  |  | 0
| Lain-lain | [6 empty] | 0 |  |  | 0
- | Wiring, aksesoris dan instalasi | 1 | ls | - | Survey Pasar | 2500000 | 2500000 | 0.0065424 |  |  | 2500000
- | Kabel tray uk. 300 x 100 mm | 1.15 | m1 | S.07.10 | Analisa standar | 265927.4432 | 305816.5597 | 0.00080031 |  |  | 305816.5597
- | Cover tray uk. 300 x 100 mm | 1.15 | m1 | N.02.01.06 | CK - 6.4.1.6 | 143998.9792 | 165598.826 | 0.00043337 |  |  | 165598.826
- | Outside riser tray uk. 300 x 100 mm | 1 | set | AA.09 | Analisa standar | 445427.9061 | 445427.9061 | 0.0011657 |  |  | 445427.9061
[8 empty] | 0 |  |  | 0
2 | Panel Daya Utilitas | [6 empty] | 0 |  |  | 0
- | Box panel wall mounted outdoor, uk. 600 (H) x 500 (W) x 230 (D) mm | 1 | set | BN | Survey Pasar | 1347454.92 | 1347454.92 | 0.0035262 |  |  | 1347454.92
| Segregation form 2A | [6 empty] | 0 |  |  | 0
| Protection degree IP30 | [6 empty] | 0 |  |  | 0
| Finishing powder coating RAL 7032 | [6 empty] | 0 |  |  | 0
[8 empty] | 0 |  |  | 0
| Incoming | [6 empty] | 0 |  |  | 0
- | MCCB 70-100 A / 3P / 25 kA | 1 | bh | BN | Survey Pasar | 673388.9922 | 673388.9922 | 0.0017622 |  |  | 673388.9922
- | Pilot lamp 230/240V (red) | 1 | bh | BN | Survey Pasar | 15580.7496 | 15580.7496 | 4.0774e-05 |  |  | 15580.7496
- | Pilot lamp 230/240V (yellow) | 1 | bh | BN | Survey Pasar | 15580.7496 | 15580.7496 | 4.0774e-05 |  |  | 15580.7496
- | Pilot lamp 230/240V (green) | 1 | bh | BN | Survey Pasar | 15580.7496 | 15580.7496 | 4.0774e-05 |  |  | 15580.7496
- | STI (Fuse Carrier) | 3 | bh | BN | Survey Pasar | 50815.1983 | 152445.5949 | 0.00039895 |  |  | 152445.5949
- | Tabung sekring (fuse catridge) | 3 | bh | BN | Survey Pasar | 26912.2038 | 80736.6114 | 0.00021129 |  |  | 80736.6114
- | Ampere meter analog | 3 | bh | BN | Survey Pasar | 45325.8169 | 135977.4508 | 0.00035585 |  |  | 135977.4508
- | Volt meter analog | 1 | bh | BN | Survey Pasar | 45325.8169 | 45325.8169 | 0.00011862 |  |  | 45325.8169
- | Selector volt | 1 | bh | BN | Survey Pasar | 44617.601 | 44617.601 | 0.00011676 |  |  | 44617.601
- | Current transformer 100 / 5A | 3 | bh | BN | Survey Pasar | 200262.9153 | 600788.7459 | 0.0015722 |  |  | 600788.7459
[8 empty] | 0 |  |  | 0
| Outgoing | [6 empty] | 0 |  |  | 0
- | MCCB 50 A / 3P / 18 kA | 1 | bh | BN | Survey Pasar | 490150.3621 | 490150.3621 | 0.0012827 |  |  | 490150.3621
- | MCCB 25 A / 3P / 18 kA | 1 | bh | BN | Survey Pasar | 490150.3621 | 490150.3621 | 0.0012827 |  |  | 490150.3621
- | MCB 10 A / 1P / 6 kA | 4 | bh | BN | Survey Pasar | 56091.8213 | 224367.2853 | 0.00058716 |  |  | 224367.2853
- | MCB 6 A / 1P / 6 kA | 3 | bh | BN | Survey Pasar | 58498.7929 | 175496.3787 | 0.00045927 |  |  | 175496.3787
- | Timer | 1 | bh | BN | Survey Pasar | 293909.5941 | 293909.5941 | 0.00076915 |  |  | 293909.5941
- | Contactor 1NO 16A | 1 | bh | BN | Survey Pasar | 109490.1765 | 109490.1765 | 0.00028653 |  |  | 109490.1765
[8 empty] | 0 |  |  | 0
| Lain-lain | [6 empty] | 0 |  |  | 0
- | Wiring, aksesoris dan instalasi | 1 | ls | - | Survey Pasar | 2500000 | 2500000 | 0.0065424 |  |  | 2500000
- | Kabel tray uk. 300 x 100 mm | 1.2 | m1 | AD.01.3 | CK - 5.1.1.12.3 | 265927.4432 | 319112.9319 | 0.00083511 |  |  | 319112.9319
- | Cover tray uk. 300 x 100 mm | 1.2 | m1 | AD.07.3 | Analisa non standar | 143998.9792 | 172798.775 | 0.00045221 |  |  | 172798.775
- | Outside riser tray uk. 300 x 100 mm | 1 | bh | AD.05.3 | Analisa standar | 445427.9061 | 445427.9061 | 0.0011657 |  |  | 445427.9061
[8 empty] | 0 |  |  | 0
B | PEKERJAAN PENGKABELAN DAN DISTRIBUSI DAYA | [6 empty] | 0 |  |  | 0
| Catatan : | [6 empty] | 0 |  |  | 0
| Pekerjaan ini sudah termasuk pengadaan alat beserta instalasi lengkap terpasang sampai dengan berfungsi dan menyala dengan baik serta mencakup testing commisioning | [6 empty] | 0 |  |  | 0
1 | Penarikan kabel power dari MDP ke : | [6 empty] | 0 |  |  | 0
- | Panel Daya Penerangan Lantai 1 - Kabel NYY 4 x 10 mm2 | 9.05 | m1 | S.01.11 | CK - 5.1.1.1.37 | 79164.5719 | 716439.376 | 0.0018749 |  |  | 716439.376
- | Panel Daya Kotak Kontak Lantai 1 - Kabel NYY 4 x 35 mm2 | 9.9 | m1 | S.01.14 | CK - 5.1.1.1.40 | 235620.5647 | 2332643.591 | 0.0061045 |  |  | 2332643.591
- | Panel Daya Tata Udara Lantai 1 - Kabel NYY 4 x 35 mm2 | 10.75 | m1 | S.01.14 | CK - 5.1.1.1.40 | 235620.5647 | 2532921.071 | 0.0066286 |  |  | 2532921.071
- | Panel Daya Outdoor AC - Kabel NYY 4 x 35 mm2 | 46.84 | m1 | S.01.14 | CK - 5.1.1.1.40 | 235620.5647 | 11036467.2527 | 0.028882 |  |  | 11036467.2527
- | Panel Daya Utilitas - Kabel NYY 4 x 35 mm2 | 29.27 | m1 | S.01.14 | CK - 5.1.1.1.40 | 235620.5647 | 6896613.9301 | 0.018048 |  |  | 6896613.9301
[8 empty] | 0 |  |  | 0
2 | Penarikan kabel power dari Panel Daya Utilitas ke : | [6 empty] | 0 |  |  | 0
- | Pompa Booster - Kabel NYY 4 x 4 mm2 | 43.12 | m1 | S.01.10 | CK - 5.1.1.1.35 | 39544.1462 | 1705143.5835 | 0.0044623 |  |  | 1705143.5835
[8 empty] | 0 |  |  | 0
3 | Jalur galian kabel power kawasan, meliputi : | [6 empty] | 0 |  |  | 0
- | Galian tanah sedalam 1 m | 86.71 | m3 | B.01.01 | CK - 1.2.1.1.2 | 79076.25 | 6856701.6375 | 0.017944 |  |  | 6856701.6375
- | Urugan pasir bawah galian tebal 100 mm | 9.63 | m3 | B.03.02 | CK - 1.3.1.3 | 240133.2818 | 2312483.5039 | 0.0060517 |  |  | 2312483.5039
- | Buis beton U Ø 300 mm | 240.87 | m1 | P.05.09 | CK - 8.2.7 | 74406.7137 | 17922345.1274 | 0.046902 |  |  | 17922345.1274
- | Urugan tanah kembali bekas galian + pemadatan | 76.97 | m3 | B.03.07 | Analisa Standar | 72958.3716 | 5615605.8627 | 0.014696 |  |  | 5615605.8627
- | Patok penanda kabel | 26 | bh | BN | Survey Pasar | 85000 | 2210000 | 0.0057835 |  |  | 2210000
[8 empty] | 0 |  |  | 0
4 | Penarikan kabel grounding dari MDP menuju : | [6 empty] | 0 |  |  | 0
- | Panel Daya Penerangan Lantai 1 - Kabel NYA 10 mm2 | 9.05 | m1 | S.07.03 | CK - 5.1.1.2.5 | 20927.9804 | 189398.2223 | 0.00049565 |  |  | 189398.2223
- | Panel Daya Kotak Kontak Lantai 1 - Kabel NYA 35 mm2 | 9.9 | m1 | S.07.06 | Analisa standar | 61563.7729 | 609481.3516 | 0.001595 |  |  | 609481.3516
- | Panel Daya Tata Udara Lantai 1 - Kabel NYA 35 mm2 | 10.75 | m1 | S.07.06 | Analisa standar | 61563.7729 | 661810.5586 | 0.0017319 |  |  | 661810.5586
- | Panel Daya Outdoor AC - Kabel NYA 35 mm2 | 46.84 | m1 | S.07.06 | Analisa standar | 61563.7729 | 2883647.1221 | 0.0075464 |  |  | 2883647.1221
- | Panel Daya Utilitas - Kabel NYA 35 mm2 | 29.27 | m1 | S.07.06 | Analisa standar | 61563.7729 | 1801971.6325 | 0.0047157 |  |  | 1801971.6325
[8 empty] | 0 |  |  | 0
5 | Penarikan kabel grounding dari Panel Daya Utilitas menuju : | [6 empty] | 0 |  |  | 0
- | Pompa Booster - Kabel NYA 4 mm2 | 43.12 | m1 | S.07.01 | CK - 5.1.1.2.3 | 11565.1621 | 498689.7891 | 0.0013051 |  |  | 498689.7891
[8 empty] | 0 |  |  | 0
C | PEKERJAAN INSTALASI LAMPU DAN KOTAK KONTAK | [6 empty] | 0 |  |  | 0
| Catatan : | [6 empty] | 0 |  |  | 0
| Pekerjaan ini sudah termasuk pengadaan alat beserta instalasi lengkap terpasang sampai dengan berfungsi dan menyala dengan baik serta mencakup testing commisioning | [6 empty] | 0 |  |  | 0
| LANTAI 01 | [6 empty] | 0 |  |  | 0
1 | Instalasi penerangan dengan kabel NYM 3 x 2.5 mm² w/ pipa conduit PVC Ø 20 mm | 364 | Titik | T.01.01 | Analisa standar | 198603.3571 | 72291621.9987 | 0.18919 |  |  | 72291621.9987
2 | Instalasi kotak kontak dengan kabel NYM 3 x 2.5 mm² w/ pipa conduit PVC Ø 20 mm | 255 | Titik | T.01.02 | CK - 5.1.5.13 | 278365.6569 | 70983242.511 | 0.18576 |  |  | 70983242.511
3 | Instalasi LED Strip dengan kabel NYMHY 2 x 1.5 mm² | 3 | m1 | S.09.01 | CK - 5.1.1.4.1 | 15474.7401 | 46424.2202 | 0.00012149 |  |  | 46424.2202
4 | LED Panel 600 x 600 mm 40 W Ceiling | 157 | bh | T.02.01 | Analisa standar | 622752.9702 | 97772216.3157 | 0.25587 |  |  | 97772216.3157
5 | Downlight Slim Inbow 6 W | 18 | bh | T.02.04 | Analisa standar | 77068.5694 | 1387234.2483 | 0.0036304 |  |  | 1387234.2483
5 | Downlight Slim Inbow 12 W | 98 | bh | T.02.05 | Analisa standar | 99486.8506 | 9749711.3572 | 0.025515 |  |  | 9749711.3572
6 | Spot Light LED 6 W 3000 K IP68 | 12 | bh | T.02.12 | Analisa standar | 245000 | 2940000 | 0.0076939 |  |  | 2940000
7 | Downlight Inbow 5" & LED Bulb Emergency 11 W | 10 | bh | T.02.06.1 | Analisa standar | 190718.0505 | 1907180.5047 | 0.004991 |  |  | 1907180.5047
8 | Baret Outbow 300 mm & LED Bulb 13 W | 65 | bh | T.02.14.a | Analisa standar | 303933.4586 | 19755674.8092 | 0.0517 |  |  | 19755674.8092
9 | Baret Outbow 300 mm & LED Bulb Emergency 11 W | 2 | bh | T.02.14 | Analisa standar | 303933.4586 | 607866.9172 | 0.0015908 |  |  | 607866.9172
10 | Exit LED 5 W c/w baterai | 1 | bh | T.02.09 | Analisa standar | 1115790.4106 | 1115790.4106 | 0.00292 |  |  | 1115790.4106
11 | Adaptor LED Strip 24V 5A | 1 | bh | T.05.03 | Analisa standar | 88035.0879 | 88035.0879 | 0.00023039 |  |  | 88035.0879
12 | LED Strip 500 lm/m 24V 2700K | 65.2 | m' | T.02.10.1 | Analisa standar | 55426.6788 | 3613819.4586 | 0.0094573 |  |  | 3613819.4586
13 | Saklar ganda | 34 | bh | T.03.04 | CK - 5.1.5.2 | 46069.6517 | 1566368.1593 | 0.0040991 |  |  | 1566368.1593
14 | Saklar tunggal | 40 | bh | T.03.03 | CK - 5.1.5.1 | 36364.7681 | 1454590.7237 | 0.0038066 |  |  | 1454590.7237
15 | Saklar tunggal (proyektor) | 3 | bh | T.03.03 | CK - 5.1.5.1 | 36364.7681 | 109094.3043 | 0.0002855 |  |  | 109094.3043
16 | Saklar tukar tunggal | 3 | bh | T.03.01 | CK - 5.1.5.1 | 36364.7681 | 109094.3043 | 0.0002855 |  |  | 109094.3043
17 | Kotak kontak dinding tunggal 16 A | 189 | bh | T.04.02 | CK - 5.1.5.9 | 507035.9275 | 95829790.3023 | 0.25078 |  |  | 95829790.3023
18 | Kotak kontak lantai tunggal 10 A | 61 | bh | T.04.01 | Analisa Standar | 554922.1337 | 33850250.1574 | 0.088585 |  |  | 33850250.1574
19 | Kotak kontak dinding tunggal 16 A (proyektor) | 3 | bh | T.04.02 | CK - 5.1.5.9 | 507035.9275 | 1521107.7826 | 0.0039807 |  |  | 1521107.7826
20 | Kotak kontak dinding tunggal 16 A (wallmount rack) | 2 | bh | T.04.02 | CK - 5.1.5.9 | 507035.9275 | 1014071.8551 | 0.0026538 |  |  | 1014071.8551
[8 empty] | 0 |  |  | 0
| PENERANGAN FASAD | [6 empty] | 0 |  |  | 0
1 | Instalasi penerangan dengan kabel NYY 3 x 2.5 mm² w/ pipa conduit PVC Ø 20 mm | 53.26 | m1 | S.01.07 | CK - 5.1.1.1.25 | 198603.3571 | 10577614.8012 | 0.027681 |  |  | 10577614.8012
2 | Instalasi LED Strip dengan kabel NYM 3 x 2.5 mm² | 25 | m1 | S.02.02 | CK - 5.1.1.3.7 | 198603.3571 | 4965083.9285 | 0.012993 |  |  | 4965083.9285
3 | Connector adaptor LED strip high voltage 220V | 5 | bh | T.05.02 | Analisa standar | 56887.2471 | 284436.2356 | 0.00074436 |  |  | 284436.2356
4 | LED Strip Outdoor HV 220V 200lm/m | 120 | m' | T.02.10 | Analisa standar | 40000 | 4800000 | 0.012561 |  |  | 4800000
[8 empty] | 0 |  |  | 0
| IDENTITAS GEDUNG | [6 empty] | 0 |  |  | 0
1 | Instalasi penerangan dengan kabel NYY 3 x 2.5 mm² w/ pipa conduit PVC Ø 20 mm | 46.72 | m1 | S.01.07 | CK - 5.1.1.1.25 | 198603.3571 | 9278748.8456 | 0.024282 |  |  | 9278748.8456
2 | Instalasi LED Strip dengan kabel NYM 3 x 2.5 mm² | 3 | m1 | S.02.02 | CK - 5.1.1.3.7 | 198603.3571 | 595810.0714 | 0.0015592 |  |  | 595810.0714
3 | Connector adaptor LED strip high voltage 220V | 1 | bh | T.05.02 | Analisa standar | 56887.2471 | 56887.2471 | 0.00014887 |  |  | 56887.2471
4 | LED Strip Outdoor HV 220V 200lm/m | 20 | m' | T.02.10 | Analisa standar | 40000 | 800000 | 0.0020936 |  |  | 800000
[8 empty] | 0 |  |  | 0
D | PEKERJAAN INSTALASI LAN | [6 empty] | 0 |  |  | 0
| Catatan : | [6 empty] | 0 |  |  | 0
| Pekerjaan ini sudah termasuk pengadaan alat beserta instalasi lengkap terpasang sampai dengan berfungsi dan menyala dengan baik serta mencakup testing commisioning | [6 empty] | 0 |  |  | 0
| PERALATAN UTAMA | [6 empty] | 0 |  |  | 0
| SERVER UTAMA GEDUNG LAB TERPADU | [6 empty] | 0 |  |  | 0
1 | Standing closed rack 42U, uk. 900 (D) x 600 (W) x 2070 (H) mm, termasuk : | 1 | unit |  |  | 6095629.4 | 6095629.4 | 0.015952 |  |  | 6095629.4
| Horizontal Power Distribution Unit 8 Outlet | [6 empty] | 0 |  |  | 0
| Bracket Modular with 2 Fan | [6 empty] | 0 |  |  | 0
| Fixed Shelf | [6 empty] | 0 |  |  | 0
| Brush Panel | [6 empty] | 0 |  |  | 0
- | Kabel tray uk. 300 x 100 mm | 0.93 | m1 |  |  | 265927.4432 | 247312.5222 | 0.00064721 |  |  | 247312.5222
- | Cover tray uk. 300 x 100 mm | 0.93 | m1 |  |  | 143998.9792 | 133919.0506 | 0.00035046 |  |  | 133919.0506
- | Outside riser tray uk. 300 x 100 mm | 1 | bh |  |  | 445427.9061 | 445427.9061 | 0.0011657 |  |  | 445427.9061
1 | Optical terminal box 24 core (inc. connector, pigtail & splicing) | 1 | bh | U.04.02 | Analisa standar | 295773.3834 | 295773.3834 | 0.00077403 |  |  | 295773.3834
2 | Optical terminal box 48 core (inc. connector, pigtail & splicing) | 1 | unit | U.04.03 | Analisa standar | 665397.1112 | 665397.1112 | 0.0017413 |  |  | 665397.1112
4 | Penarikan kabel dari Core Switch, menuju : | [6 empty] | 0 |  |  | 0
- | OTB 24 core - Kabel patch cord singlemode SC-LC duplex, panjang 1 meter | 1 | bh |  |  | 580000 | 580000 | 0.0015178 |  |  | 580000
- | OTB 48 core - Kabel patch cord singlemode SC-LC duplex, panjang 1 meter | 11 | bh |  |  | 580000 | 6380000 | 0.016696 |  |  | 6380000
- | SFP+ Transceiver SFP-10G-LH-SM | 12 | bh |  |  | 3249295.6843 | 38991548.212 | 0.10204 |  |  | 38991548.212
- | Switch access - Direct attach cable SFP+ 10G 0.5M | 1 | bh |  |  | 7000000 | 7000000 | 0.018319 |  |  | 7000000
5 | Core Switch dengan spesifikasi : | 1 | unit |  |  | 96282679.6367 | 96282679.6367 | 0.25197 |  |  | 96282679.6367
| 20x SFP+ 10G Slot | [6 empty] | 0 |  |  | 0
| 2x QSFP+ 40G Slot | [6 empty] | 0 |  |  | 0
6 | Switch access 24 port PoE dengan spesifikasi : | 1 | unit |  |  | 27169308.7355 | 27169308.7355 | 0.071101 |  |  | 27169308.7355
| 24× Gigabit PoE+ Ports, 4× 10G SFP+ Slots, RJ45/Micro-USB Console Port | [6 empty] | 0 |  |  | 0
7 | Uninterruptible Power Supply (UPS) 3000 VA | 1 | unit |  |  | 16271997.5011 | 16271997.5011 | 0.042583 |  |  | 16271997.5011
[8 empty] | 0 |  |  | 0
| KABEL FEEDER | [6 empty] | 0 |  |  | 0
1 | Penarikan kabel FO Singlemode 24 Core dari server eksisting ke core switch: | [6 empty] | 0 |  |  | 0
- | Fiber optic singlemode 24 core | 116 | m1 | S.04.04 | Analisa standar | 69823.1472 | 8099485.0779 | 0.021196 |  |  | 8099485.0779
- | Pipa HDPE Ø 1-1/2" | 116 | m1 | N.10.02 | Analisa standar | 49705.4912 | 5765836.9774 | 0.015089 |  |  | 5765836.9774
[8 empty] | 0 |  |  | 0
2 | Jalur galian kabel Fiber Optik, meliputi : | [6 empty] | 0 |  |  | 0
- | Galian tanah sedalam 1 m | 102.81 | m3 | B.01.01 | CK - 1.2.1.1.2 | 79076.25 | 8129829.2625 | 0.021276 |  |  | 8129829.2625
- | Urugan pasir bawah galian tebal 100 mm | 11.42 | m3 | B.03.02 | CK - 1.3.1.3 | 240133.2818 | 2742322.0783 | 0.0071766 |  |  | 2742322.0783
- | 1/2 Buis beton U Ø 300 mm | 285.59 | m1 | P.05.09 | CK - 8.2.7 | 74406.7137 | 21249813.3638 | 0.05561 |  |  | 21249813.3638
- | Urugan tanah kembali bekas galian + pemadatan | 91.26 | m3 | B.03.07 | Analisa Standar | 72958.3716 | 6658180.993 | 0.017424 |  |  | 6658180.993
- | Patok penanda kabel | 30 | bh | BN | Survey Pasar | 85000 | 2550000 | 0.0066733 |  |  | 2550000
[8 empty] | 0 |  |  | 0
3 | Penarikan kabel FO single mode 4 core dari core switch (ruang data center) menuju : | [6 empty] | 0 |  |  | 0
- | Switch Access Lantai 1 | 29.64 | m1 | S.04.02 | Analisa standar | 12500 | 370500 | 0.00096959 |  |  | 370500
- | Switch Access 1.1 Lantai 1 | 62.58 | m1 | S.04.02 | Analisa standar | 12500 | 782250 | 0.0020471 |  |  | 782250
[8 empty] | 0 |  |  | 0
| LANTAI 01 | [6 empty] | 0 |  |  | 0
1 | Instalasi titik LAN dengan Kabel UTP cat.6 dalam pipa konduit PVC Ø 20 mm | 91 | Titik | U.01.01 | CK - 5.4.5.7 | 558730.7054 | 50844494.1947 | 0.13306 |  |  | 50844494.1947
2 | Outlet dinding data RJ.45 Cat. 6 | 27 | bh | U.02.01 | CK - 5.4.5.6 | 86711.816 | 2341219.0315 | 0.0061269 |  |  | 2341219.0315
3 | Outlet lantai data RJ.45 Cat. 6 | 58 | bh | U.02.02 | CK - 5.4.5.6 | 185102.5 | 10735945 | 0.028096 |  |  | 10735945
4 | Ceiling Access Point Wi-Fi 6 | 6 | unit |  |  | 6445202.9757 | 38671217.8543 | 0.1012 |  |  | 38671217.8543
6 | Wall mount rack 8U, uk. 450 (D) x 600 (W) x 455 (H) mm, termasuk : | 2 | unit | X.02.02 | CK - 5.4.5.16 | 2216194.0253 | 4432388.0505 | 0.011599 |  |  | 4432388.0505
| Horizontal power distribution unit 6 outlet | [6 empty] | 0 |  |  | 0
| Single fan | [6 empty] | 0 |  |  | 0
| Brush Panel | [6 empty] | 0 |  |  | 0
- | Kabel tray uk. 200 x 100 mm | 0.53 | m1 | AD.01.5 | CK - 5.1.1.12.5 | 220268.1599 | 116742.1247 | 0.00030551 |  |  | 116742.1247
- | Cover tray uk. 200 x 100 mm | 0.53 | m1 | AD.07.3 | Analisa non standar | 110759.0027 | 58702.2714 | 0.00015362 |  |  | 58702.2714
- | Outside riser tray uk. 200 x 100 mm | 1 | bh | AD.05.5 | Analisa standar | 333421.7926 | 333421.7926 | 0.00087255 |  |  | 333421.7926
7 | Optical terminal box fiber optic 4 core (inc. connector, pigtail & splicing) | 2 | bh | U.04.01 | Analisa standar | 207767.734 | 415535.468 | 0.0010874 |  |  | 415535.468
8 | Penarikan kabel dari switch access lantai 1, menuju : | [6 empty] | 0 |  |  | 0
- | OTB 4 core - Kabel patch cord singlemode SC-LC duplex, panjang 1 meter | 1 | bh |  |  | 580000 | 580000 | 0.0015178 |  |  | 580000
- | SFP+ Transceiver SFP-10G-LH-SM | 1 | bh |  |  | 3249295.6843 | 3249295.6843 | 0.0085033 |  |  | 3249295.6843
- | Switch Access - Direct attach cable SFP+ 10G 0.5M | 3 | bh |  |  | 7000000 | 21000000 | 0.054956 |  |  | 21000000
- | Switch CCTV - Direct attach cable SFP+ 10G 0.5M | 1 | bh |  |  | 7000000 | 7000000 | 0.018319 |  |  | 7000000
9 | Penarikan kabel dari switch access 1.1 lantai 1, menuju : | [6 empty] | 0 |  |  | 0
- | OTB 4 core - Kabel patch cord singlemode SC-LC duplex, panjang 1 meter | 1 | bh |  |  | 580000 | 580000 | 0.0015178 |  |  | 580000
- | SFP+ Transceiver SFP-10G-LH-SM | 1 | bh |  |  | 3249295.6843 | 3249295.6843 | 0.0085033 |  |  | 3249295.6843
10 | Switch access 24 port PoE dengan spesifikasi : | 3 | unit |  |  | 27169308.7355 | 81507926.2066 | 0.2133 |  |  | 81507926.2066
| 24× Gigabit PoE+ Ports, 4× 10G SFP+ Slots, RJ45/Micro-USB Console Port | [6 empty] | 0 |  |  | 0
11 | Switch access 24 port dengan spesifikasi : | 2 | unit |  |  | 10279264.4907 | 20558528.9814 | 0.053801 |  |  | 20558528.9814
| 24× Gigabit RJ45 Ports, 4× 10G SFP+ Slots, RJ45/Micro-USB Console Port | [6 empty] | 0 |  |  | 0
E | PEKERJAAN INSTALASI CCTV | [6 empty] | 0 |  |  | 0
| Catatan : | [6 empty] | 0 |  |  | 0
| Pekerjaan ini sudah termasuk pengadaan alat beserta instalasi lengkap terpasang sampai dengan berfungsi dan menyala dengan baik serta mencakup testing commisioning | [6 empty] | 0 |  |  | 0
| PERALATAN UTAMA | [6 empty] | 0 |  |  | 0
1 | Instalasi NVR menuju switch dengan kabel Patchcord UTP Cat.6 | 1 | bh | S.04.06 | CK - 5.4.5.8 | 526747.1457 | 526747.1457 | 0.0013785 |  |  | 526747.1457
2 | Instalasi monitor menuju NVR dengan kabel HDMI, panjang 10 meter | 1 | titik | V.01.02 | CK - 5.4.2.11 | 109029.3407 | 109029.3407 | 0.00028533 |  |  | 109029.3407
3 | Network video recorder (NVR) 32 channel & Surveillance hard drive 4 TB | 1 | unit | V.02.01 | CK - 5.4.2.4 | 8704896.0788 | 8704896.0788 | 0.02278 |  |  | 8704896.0788
4 | Smart TV LED 50", dengan spesifikasi : | 3 | unit | V.02.02.1 | Analisa standar | 5037648.1038 | 15112944.3115 | 0.03955 |  |  | 15112944.3115
| Screen Resolution : 3840 x 2160 (4K) | [6 empty] | 0 |  |  | 0
| minimal HDMI 2 port, USB 1 port, Ethernet outlet | [6 empty] | 0 |  |  | 0
| Bracket dinding | [6 empty] | 0 |  |  | 0
[8 empty] | 0 |  |  | 0
5 | Mini PC, dengan spesifikasi : | 2 | unit | V.02.09 | Analisa standar | 5297447.6234 | 10594895.2469 | 0.027727 |  |  | 10594895.2469
| Intel® Core™ i3-1220P Processor (12M Cache, up to 4.40 GHz) | [6 empty] | 0 |  |  | 0
| Intel® UHD Graphics | [6 empty] | 0 |  |  | 0
| RAM 2 x 8 Gb DDR4 3200 Mhz SO-DIMMs | [6 empty] | 0 |  |  | 0
| SSD 256 Gb | [6 empty] | 0 |  |  | 0
| Bluetooth 5.3, Intel® Wi-Fi 6E AX211 | [6 empty] | 0 |  |  | 0
| 2x HDMI 2.1 Port, 2xThunderbolt Port, DisplayPort 1.4a (via USB-C), RJ45 Port | [6 empty] | 0 |  |  | 0
| 2x USB 3.2 Gen2, 1 x Audio Jack (Line out/ Mic in/ Headphone out) 19 VDC, 4.74A, 90W Power Adapter | [6 empty] | 0 |  |  | 0
| Storage Type M.2 2280 NVMe, M.2 2242 SATA , and/or 2.5"" SATA | [6 empty] | 0 |  |  | 0
[8 empty] | 0 |  |  | 0
| LANTAI 01 | [6 empty] | 0 |  |  | 0
1 | Instalasi CCTV dengan kabel UTP Cat. 6 dalam pipa konduit Ø 20 mm | 11 | titik | V.01.01 | CK - 5.4.2.11 | 526747.1457 | 5794218.6029 | 0.015163 |  |  | 5794218.6029
2 | Dome fixed IP camera, dengan spesifikasi : | 9 | unit | V.02.03 | CK - 5.4.2.9 | 642695.8994 | 5784263.095 | 0.015137 |  |  | 5784263.095
| High quality imaging with 2 MP resolution | [6 empty] | 0 |  |  | 0
| Efficient H.265+ compression technology | [6 empty] | 0 |  |  | 0
| Vandal proof (IK10) | [6 empty] | 0 |  |  | 0
[8 empty] | 0 |  |  | 0
3 | Bullet fixed IP camera dengan spesifikasi : | 2 | unit | V.02.04 | CK - 5.4.2.10 | 702539.7411 | 1405079.4822 | 0.0036771 |  |  | 1405079.4822
| High quality imaging with 2 MP resolution | [6 empty] | 0 |  |  | 0
| Efficient H.265+ compression technology to save bandwidth and storage | [6 empty] | 0 |  |  | 0
| Water and dust resistant (IP67) | [6 empty] | 0 |  |  | 0
[8 empty] | 0 |  |  | 0
4 | Switch CCTV 16 port dengan spesifikasi : | 1 | unit | V.02.06 | Analisa standar | 1993301.5373 | 1993301.5373 | 0.0052164 |  |  | 1993301.5373
| 16 × Gigabit PoE ports 802.3at/af | [6 empty] | 0 |  |  | 0
| 2 × Gigabit SFP port | [6 empty] | 0 |  |  | 0
[8 empty] | 0 |  |  | 0
F | PEKERJAAN TELEPON | [6 empty] | 0 |  |  | 0
| Catatan : | [6 empty] | 0 |  |  | 0
| Pekerjaan ini sudah termasuk pengadaan alat beserta instalasi lengkap terpasang sampai dengan berfungsi dan menyala dengan baik serta mencakup testing commisioning | [6 empty] | 0 |  |  | 0
| PERALATAN UTAMA | [6 empty] | 0 |  |  | 0
1 | Instalasi IP PBX menuju switch - Kabel Patchcord UTP Cat 6 | 1 | bh | S.04.06 | CK - 5.4.5.8 | 161243.0199 | 161243.0199 | 0.00042197 |  |  | 161243.0199
2 | IP PBX, meliputi : | 1 | unit | W.02.01 | Analisa standar | 19493143.3888 | 19493143.3888 | 0.051013 |  |  | 19493143.3888
| IP PBX Kapasitas 100 Extension | [6 empty] | 0 |  |  | 0
| Board ekspansi 8 x port RJ-11 | [6 empty] | 0 |  |  | 0
| Board ekspansi konektivitas 2 x 3 port PSTN | [6 empty] | 0 |  |  | 0
[8 empty] | 0 |  |  | 0
3 | Phone (operator), meliputi : | 1 | unit | W.03.01 | Analisa standar | 3458338.2592 | 3458338.2592 | 0.0090504 |  |  | 3458338.2592
| DSS Console | [6 empty] | 0 |  |  | 0
| Professional Headset for Phone | [6 empty] | 0 |  |  | 0
| Kabel patch cord cat.6, panjang 1 meter | [6 empty] | 0 |  |  | 0
[8 empty] | 0 |  |  | 0
| LANTAI 01 | [6 empty] | 0 |  |  | 0
1 | Instalasi telepon dengan kabel UTP Cat 6 dalam pipa konduit PVC Ø 20 mm | 11 | titik | W.01.01 | Analisa Standar | 161243.0199 | 1773673.219 | 0.0046417 |  |  | 1773673.219
2 | Outlet dinding data RJ.45 Cat. 6 | 11 | bh | U.02.01 | CK - 5.4.5.6 | 110000 | 1210000 | 0.0031665 |  |  | 1210000
3 | Phone (staff) + kabel UTP Cat 6 | 11 | unit | W.03.02 | Analisa standar | 780297.3374 | 8583270.7112 | 0.022462 |  |  | 8583270.7112
[8 empty] | 0 |  |  | 0
G | PEKERJAAN INSTALASI TATA SUARA | [6 empty] | 0 |  |  | 0
| Catatan : | [6 empty] | 0 |  |  | 0
| Pekerjaan ini sudah termasuk pengadaan alat beserta instalasi lengkap terpasang sampai dengan berfungsi dan menyala dengan baik serta mencakup testing commisioning | [6 empty] | 0 |  |  | 0
| PERALATAN UTAMA | [6 empty] | 0 |  |  | 0
1 | Cabinet rack sound system, uk. 1070 x 507 x 450 mm | 1 | unit | X.02.03 | CK - 5.4.3.12 | 2233391.6013 | 2233391.6013 | 0.0058447 |  |  | 2233391.6013
- | Kabel tray uk. 200 x 100 mm | 1.89 | m1 | AD.01.5 | CK - 5.1.1.12.5 | 220268.1599 | 416306.8221 | 0.0010895 |  |  | 416306.8221
- | Cover tray uk. 200 x 100 mm | 1.89 | m1 | AD.07.3 | Analisa non standar | 110759.0027 | 209334.5151 | 0.00054782 |  |  | 209334.5151
- | Outside riser tray uk. 200 x 100 mm | 1 | bh | AD.05.5 | Analisa standar | 333421.7926 | 333421.7926 | 0.00087255 |  |  | 333421.7926
2 | Pagging Microphone | 1 | bh | Z.02.06 | CK - 5.4.3.10 | 622429.4163 | 622429.4163 | 0.0016289 |  |  | 622429.4163
3 | Mixer Power Amplifier 240 W | 1 | unit | Z.02.02 | CK - 5.4.3.6 | 3500000 | 3500000 | 0.0091594 |  |  | 3500000
4 | Power Amplifier 240 W | 5 | unit | Z.02.14 | CK - 5.4.3.4 | 3509919.9589 | 17549599.7947 | 0.045927 |  |  | 17549599.7947
5 | 10 Zone speaker selector system | 1 | unit | Z.02.09.2 | CK - 5.4.3.2 | 3992423.5764 | 3992423.5764 | 0.010448 |  |  | 3992423.5764
[8 empty] | 0 |  |  | 0
| KABEL FEEDER | [6 empty] | 0 |  |  | 0
| Penarikan kabel NYMHY 2 x 1.5 mm2 dari zone selector (ruang server) menuju: | [6 empty] | 0 |  |  | 0
1 | Terminal box tata suara lantai 1 | 7.86 | m1 | S.09.01 | CK - 5.1.1.4.1 | 15474.7401 | 121631.4569 | 0.00031831 |  |  | 121631.4569
[8 empty] | 0 |  |  | 0
| LANTAI 01 | [6 empty] | 0 |  |  | 0
1 | Instalasi speaker dengan kabel NYMHY 2 x 1.5 mm2 dalam pipa konduit PVC 20 mm | 61 | Titik | Z.01.01 | CK - 5.4.3.19 | 161425.1654 | 9846935.0893 | 0.025769 |  |  | 9846935.0893
2 | Instalasi Attenuator dengan kabel NYMHY 3 x 1.5 mm2 dalam pipa konduit PVC 20 mm | 26 | Titik | Z.01.02 | Analisa standar | 189724.6061 | 4932839.7592 | 0.012909 |  |  | 4932839.7592
3 | Sound terminal box | 1 | unit | Z.02.16 | CK - 5.4.3.13 | 789067.57 | 789067.57 | 0.002065 |  |  | 789067.57
- | Kabel tray uk. 100 x 50 mm | 1.39 | bh | AD.01.7 | Analisa standar | 133515.6276 | 185586.7224 | 0.00048567 |  |  | 185586.7224
- | Cover tray uk. 100 x 50 mm | 1.39 | m1 | AD.07.6 | Analisa standar | 60899.0343 | 84649.6577 | 0.00022153 |  |  | 84649.6577
- | Outside riser tray uk. 100 x 50 mm | 1 | bh | AD.05.6 | Analisa standar | 206428.9456 | 206428.9456 | 0.00054022 |  |  | 206428.9456
4 | Ceiling speaker 6 Watt | 59 | bh | Z.02.10 | CK - 5.4.3.14 | 190156.282 | 11219220.6393 | 0.02936 |  |  | 11219220.6393
5 | Wall speaker 6 Watt | 2 | bh | Z.02.11 | CK - 5.4.3.15 | 301472.7969 | 602945.5939 | 0.0015779 |  |  | 602945.5939
6 | Attenuator | 26 | bh | Z.02.13 | Analisa Standar | 194721.96 | 5062770.9589 | 0.013249 |  |  | 5062770.9589
[8 empty] | 0 |  |  | 0
H | PEKERJAAN PROJECTOR | [6 empty] | 0 |  |  | 0
| Catatan : | [6 empty] | 0 |  |  | 0
| Pekerjaan ini sudah termasuk pengadaan alat beserta instalasi lengkap terpasang sampai dengan berfungsi dan menyala dengan baik serta mencakup testing commisioning | [6 empty] | 0 |  |  | 0
| LANTAI 01 | [6 empty] | 0 |  |  | 0
1 | Instalasi projector dengan kabel HDMI dalam pipa conduit PVC Ø 20 mm | 3 | titik | AF.01.01 | Analisa standar | 1132069.0951 | 3396207.2854 | 0.0088878 |  |  | 3396207.2854
2 | Kotak kontak dinding HDMI | 3 | bh | AF.02.01 | Analisa standar | 67188.0845 | 201564.2536 | 0.00052749 |  |  | 201564.2536
3 | Ceiling bracket untuk projector | 3 | bh | AF.03.04 | Analisa standar | 1046958 | 3140874 | 0.0082196 |  |  | 3140874
[8 empty] | 0 |  |  | 0
I | PEKERJAAN KABEL TRAY | [6 empty] | 0 |  |  | 0
| LANTAI 01 | [6 empty] | 0 |  |  | 0
1 | Kabel tray uk. 800 x 100 mm | 12.68 | m1 | AD.01.1 | CK - 5.1.1.12.1 | 494223.8952 | 6266758.9917 | 0.0164 |  |  | 6266758.9917
2 | Kabel tray uk. 600 x 100 mm | 108.81 | m1 | AD.01.2 | CK - 5.1.1.12.1 | 402905.3109 | 43840126.883 | 0.11473 |  |  | 43840126.883
3 | Kabel tray uk. 400 x 100 mm | 109.75 | m1 | AD.01.3 | CK - 5.1.1.12.3 | 311586.7354 | 34196644.2094 | 0.089492 |  |  | 34196644.2094
4 | Tee tray uk. 800 x 100 mm | 2 | bh | AD.03.1 | Analisa standar | 1596881 | 3193762 | 0.008358 |  |  | 3193762
5 | Tee tray uk. 600 x 100 mm | 3 | bh | AD.03.2 | Analisa standar | 1481381 | 4444143 | 0.01163 |  |  | 4444143
6 | Tee tray uk. 400 x 100 mm | 2 | bh | AD.03.3 | Analisa standar | 1036706 | 2073412 | 0.0054261 |  |  | 2073412
7 | Elbow tray uk. 800 x 100 mm | 1 | bh | AD.04.1 | Analisa standar | 978482.3531 | 978482.3531 | 0.0025607 |  |  | 978482.3531
8 | Elbow tray uk. 600 x 100 mm | 2 | bh | AD.04.2 | Analisa standar | 925476.6431 | 1850953.2861 | 0.0048439 |  |  | 1850953.2861
9 | Outside riser tray uk. 800 x 100 mm | 1 | bh | AD.05.1 | Analisa standar | 727809.5161 | 727809.5161 | 0.0019047 |  |  | 727809.5161
10 | Outside riser tray uk. 600 x 100 mm | 1 | bh | AD.05.2 | Analisa standar | 625268.708 | 625268.708 | 0.0016363 |  |  | 625268.708
11 | Kabel ladder uk. 800 x 100 mm | 5 | m1 | AD.02.1 | CK - 5.1.1.12.6 | 244991.8617 | 1224959.3087 | 0.0032057 |  |  | 1224959.3087
12 | Kabel ladder uk. 600 x 100 mm | 5 | m1 | AD.02.2 | CK - 5.1.1.12.6 | 216715.4188 | 1083577.0942 | 0.0028357 |  |  | 1083577.0942
[8 empty] | 0 |  |  | 0
J | PEKERJAAN FIRE ALARM | [6 empty] | 0 |  |  | 0
| Catatan : | [6 empty] | 0 |  |  | 0
| Pekerjaan ini sudah termasuk pengadaan alat beserta instalasi lengkap terpasang sampai dengan berfungsi dan menyala dengan baik serta mencakup testing commisioning | [6 empty] | 0 |  |  | 0
| PERALATAN UTAMA | [6 empty] | 0 |  |  | 0
1 | Master control fire alarm panel (MCFA), cap. 1 loop addressable include: | 1 | unit | AB.02.03 | CK - 5.4.1.1 | 35807867.5956 | 35807867.5956 | 0.093708 |  |  | 35807867.5956
| Power Supply & Battery 2x12 VDC, 12 AH | [6 empty] | 0 |  |  | 0
| LCD Display | [6 empty] | 0 |  |  | 0
- | Kabel tray uk. 200 x 100 mm | 1.29 | m1 | AD.01.5 | CK - 5.1.1.12.5 | 220268.1599 | 284145.9262 | 0.0007436 |  |  | 284145.9262
- | Cover tray uk. 200 x 100 mm | 1.29 | m1 | AD.07.5 | Analisa non standar | 110759.0027 | 142879.1135 | 0.00037391 |  |  | 142879.1135
- | Outside riser tray uk. 200 x 100 mm | 1 | bh | AD.05.5 | Analisa standar | 333421.7926 | 333421.7926 | 0.00087255 |  |  | 333421.7926
2 | 10 Button Remote Display (Annunciator) | 1 | unit | AB.03.11 | CK - 5.4.1.5 | 3349770.5096 | 3349770.5096 | 0.0087662 |  |  | 3349770.5096
3 | Instalasi Annunciator dengan kabel AWG 16 TSP /w pipa konduit PVC Ø 20 mm | 21.9 | m1 | S.08.01 | Analisa standar | 36835.15 | 806689.785 | 0.0021111 |  |  | 806689.785
4 | Relay Module | 3 | unit | AB.03.04a | Analisa standar | 903442.0709 | 2710326.2127 | 0.0070928 |  |  | 2710326.2127
5 | Programming & Testing commissioning | 1 | ls | BN | Survey Pasar | 12500000 | 12500000 | 0.032712 |  |  | 12500000
[8 empty] | 0 |  |  | 0
| KABEL FEEDER | [6 empty] | 0 |  |  | 0
| Penarikan kabel FRC 2 x 1.5 mm /w pipa konduit Ø 20 mm dari MCFA menuju : | [6 empty] | 0 |  |  | 0
1 | Terminal box fire alarm Lantai 1 | 9.3 | m1 | S.05.04 | CK - 5.1.1.6.6 | 19288.8917 | 179386.6926 | 0.00046945 |  |  | 179386.6926
[8 empty] | 0 |  |  | 0
| Penarikan kabel AWG 16 TSP /w pipa konduit Ø 20 mm dari MCFA menuju : | [6 empty] | 0 |  |  | 0
1 | Terminal box fire alarm Lantai 1 | 18.6 | m1 | S.08.01 | Analisa standar | 30505.0472 | 567393.8773 | 0.0014849 |  |  | 567393.8773
[8 empty] | 0 |  |  | 0
| Penarikan kabel FRC 2 x 2.5 mm /w pipa konduit Ø 20 mm dari MCFA menuju : | [6 empty] | 0 |  |  | 0
1 | Low Voltage Main Distribution Panel (LVMDP) | 59.46 | m1 | S.05.05 | Analisa standar | 22813.6172 | 1356497.6786 | 0.0035499 |  |  | 1356497.6786
2 | Amplifier tata suara | 9.3 | m1 | S.05.05 | Analisa standar | 22813.6172 | 212166.6399 | 0.00055523 |  |  | 212166.6399
3 | Perangkat lift | 24.4 | m1 | S.05.05 | Analisa standar | 22813.6172 | 556652.2596 | 0.0014567 |  |  | 556652.2596
[8 empty] | 0 |  |  | 0
| LANTAI 01 | [6 empty] | 0 |  |  | 0
1 | Instalasi detector, call point, alarm - Kabel FRC 2x1.5 mm2 /w pipa konduit PVC Ø 20 m | 80 | titik | AB.01.04 | CK - 5.4.1.20 | 226902.1862 | 18152174.8954 | 0.047504 |  |  | 18152174.8954
2 | Terminal Box Fire Alarm (TBFA) | 1 | unit | AB.03.01 | CK - 5.4.1.6 | 10980503.6678 | 10980503.6678 | 0.028736 |  |  | 10980503.6678
- | Kabel tray uk. 100 x 50 mm | 1.39 | bh | AD.01.7 | Analisa standar | 133515.6276 | 185586.7224 | 0.00048567 |  |  | 185586.7224
- | Cover tray uk. 100 x 50 mm | 1.39 | m1 | AD.07.6 | Analisa standar | 60899.0343 | 84649.6577 | 0.00022153 |  |  | 84649.6577
- | Outside riser tray uk. 100 x 50 mm | 1 | bh | AD.05.6 | Analisa standar | 206428.9456 | 206428.9456 | 0.00054022 |  |  | 206428.9456
3 | Optical smoke detector (Konvensional) | 71 | unit | AB.03.06 | CK - 5.4.1.10 | 223598.4288 | 15875488.446 | 0.041546 |  |  | 15875488.446
4 | Rate of rise heat detector | 1 | unit | AB.03.05 | CK - 5.4.1.11 | 108311.028 | 108311.028 | 0.00028345 |  |  | 108311.028
5 | Manual Call Point lengkap dengan back box | 4 | unit | AB.03.07 | CK - 5.4.1.14 | 184865.5645 | 739462.258 | 0.0019352 |  |  | 739462.258
6 | Alarm Bell | 4 | set | AB.03.08 | CK - 5.4.1.17 | 211760.091 | 847040.3639 | 0.0022167 |  |  | 847040.3639
7 | Indicator Lamp | 4 | bh | AB.03.09 | CK - 5.4.1.13 | 70458.2202 | 281832.8808 | 0.00073755 |  |  | 281832.8808
8 | End of Line | 6 | bh | AB.03.10 | Analisa Standar | 108300.6495 | 649803.8968 | 0.0017005 |  |  | 649803.8968
[8 empty] | 0 |  |  | 0
K | PEKERJAAN PROTEKSI PETIR | [6 empty] | 0 |  |  | 0
| Catatan : | [6 empty] | 0 |  |  | 0
| Pekerjaan ini sudah termasuk pengadaan alat beserta instalasi lengkap terpasang sampai dengan berfungsi dan menyala dengan baik serta mencakup testing commisioning | [6 empty] | 0 |  |  | 0
1 | Air terminal R-150 Early Streamer Emmission (ESE) technology | 2 | unit | AA.01 | CK - 5.2.1 | 1286758.8954 | 2573517.7908 | 0.0067348 |  |  | 2573517.7908
2 | Down conductor - Kabel NYY 1 x 70 mm2 | 225.2 | m1 | S.01.03 | CK - 5.1.1.1.9 | 156611.0116 | 35268799.8077 | 0.092297 |  |  | 35268799.8077
3 | Pelindung kabel down conductor - Pipa PVC AW Ø 2" | 225.2 | m1 | N.02.01.06 | CK - 6.4.1.6 | 52702.9491 | 11868704.1303 | 0.03106 |  |  | 11868704.1303
4 | Pipa Galvanis Ø 2" (SNI 0039 : 2013) | 4 | m1 | N.05.04 | CK - 6.4.2.6 | 187154.1129 | 748616.4517 | 0.0019591 |  |  | 748616.4517
5 | Kabel BC 50 mm2 | 94.39 | m1 | S.11.01 | CK - 5.1.1.7.7 | 114161.96 | 10775747.4044 | 0.0282 |  |  | 10775747.4044
6 | Grounding rod Ø 5/8 lengkap dengan clamp, coupler, driving stud dan drill head | 4 | set | AA.09 | Analisa standar | 1305146.4396 | 5220585.7585 | 0.013662 |  |  | 5220585.7585
7 | Bak kontrol grounding PVC (polymer inspection pit) | 4 | unit | AA.10 | Analisa standar | 574457.3335 | 2297829.3338 | 0.0060134 |  |  | 2297829.3338
8 | Pengeboran sumur grounding | 36 | m' | BN | Survey Pasar | 80205.65 | 2887403.4 | 0.0075562 |  |  | 2887403.4
9 | Sertifikasi Proteksi petir dari Depnaker | 1 | ls | BN | Survey Pasar | 2406169.5 | 2406169.5 | 0.0062969 |  |  | 2406169.5
[8 empty] | 0 |  |  | 0
M | PEKERJAAN SECURITY ACCESS | [6 empty] | 0 |  |  | 0
| Catatan : | [6 empty] | 0 |  |  | 0
| Pekerjaan ini sudah termasuk pengadaan alat beserta instalasi lengkap terpasang sampai dengan berfungsi dan menyala dengan baik serta mencakup testing commisioning | [6 empty] | 0 |  |  | 0
1 | Instalasi power access card dengan kabel NYM 3 x 2.5 mm² w/ pipa conduit PVC Ø 20 | 23 | m1 | S.02.02 | CK - 5.1.1.3.7 | 21015.5228 | 483357.0249 | 0.0012649 |  |  | 483357.0249
2 | Contactless card RFID | 100 | bh | BN | Survey Pasar | 35000 | 3500000 | 0.0091594 |  |  | 3500000
3 | Access card door lock, include: | 2 | set | F.06.01 | Analisa non Standar | 7200000 | 14400000 | 0.037684 |  |  | 14400000
| Power Supply 12V/3A c/w Baterai | [6 empty] | 0 |  |  | 0
| Controller Access Module Doorlock | [6 empty] | 0 |  |  | 0
| Electromagnetik Lock Mechanism | [6 empty] | 0 |  |  | 0
| Electromagnetik Bracket Look | [6 empty] | 0 |  |  | 0
| Electric push button exit | [6 empty] | 0 |  |  | 0
[8 empty] | 0 |  |  | 0
N | PEKERJAAN TRIPOD TRUNSTILE BARRIER GATE | [6 empty] | 0 |  |  | 0
| Catatan : | [6 empty] | 0 |  |  | 0
| Pekerjaan ini sudah termasuk pengadaan alat beserta instalasi lengkap terpasang sampai dengan berfungsi dan menyala dengan baik serta mencakup testing commisioning | [6 empty] | 0 |  |  | 0
1 | Instalasi power barrier dengan kabel NYM 3 x 2.5 mm² w/ pipa conduit PVC Ø 20 mm | 54.52 | m1 | S.02.02 | CK - 5.1.1.3.7 | 25003.66 | 1363199.5432 | 0.0035675 |  |  | 1363199.5432
2 | Bridge Tripod Trunstile Barrier Gate, dengan spesifikasi : | 4 | unit | F.06.02 | Analisa non standar | 10500000 | 42000000 | 0.10991 |  |  | 42000000
| Daya listrik : 220 V | [6 empty] | 0 |  |  | 0
| Alur rata-rata : 25-48 penggunaan/menit | [6 empty] | 0 |  |  | 0
| Input kontroler dengan dry contact | [6 empty] | 0 |  |  | 0
| Dimensi : 120 x 99 x 28 cm | [6 empty] | 0 |  |  | 0
| Arm tripod : 50 cm | [6 empty] | 0 |  |  | 0
[8 empty] | 0 |  |  | 0
O | PEKERJAAN PENERANGAN LINGKUNGAN | [6 empty] | 0 |  |  | 0
| Catatan : | [6 empty] | 0 |  |  | 0
| Pekerjaan ini sudah termasuk pengadaan alat beserta instalasi lengkap terpasang sampai dengan berfungsi dan menyala dengan baik serta mencakup testing commisioning | [6 empty] | 0 |  |  | 0
1 | Instalasi titik lampu dengan kabel NYFGbY 2 x 2.5 mm² dalam ∅ 20mm pipa conduit | 297.95 | m1 | S.06.01 | CK - 5.1.1.5.2 | 25003.66 | 7449840.497 | 0.019496 |  |  | 7449840.497
2 | Lampu penerangan jalan umum (PJU), meliputi : | 9 | bh | T.02.11 | CK - 5.3.1.18 | 5679245.6228 | 51113210.6054 | 0.13376 |  |  | 51113210.6054
| LED Street Light 70 W | [6 empty] | 0 |  |  | 0
| Tiang PJU pipa octagonal, tinggi 7 m 1 lengan | [6 empty] | 0 |  |  | 0
| Pondasi pasangan batu kali | [6 empty] | 0 |  |  | 0
| Cor Beton (camp. 1pc : 3ps : 5kr) | [6 empty] | 0 |  |  | 0
| Angkur baut Ø 19 mm | [6 empty] | 0 |  |  | 0
[8 empty] | 0 |  |  | 0
3 | Jalur galian kabel PJU, meliputi : | [6 empty] | 0 |  |  | 0
- | Galian tanah sedalam 1 m | 23.73 | m3 | B.01.01 | CK - 1.2.1.1.2 | 65955.45 | 1565122.8285 | 0.0040959 |  |  | 1565122.8285
- | Urugan pasir bawah galian tebal 50 mm | 3.39 | m3 | B.03.02 | CK - 1.3.1.3 | 240133.2818 | 814051.8254 | 0.0021303 |  |  | 814051.8254
- | Urugan tanah kembali bekas galian + pemadatan | 20.33 | m3 | B.03.07 | Analisa Standar | 72958.3716 | 1483243.6948 | 0.0038816 |  |  | 1483243.6948
- | Patok penanda kabel | 24 | bh | BN | Survey Pasar | 80000 | 1920000 | 0.0050246 |  |  | 1920000
[8 empty] | 0 |  |  | 0
| BIAYA PEKERJAAN ELEKTRIKAL | [5 empty] | 1701684767.3923
VI | PEKERJAAN MEKANIKAL | [6 empty] | 0 |  |  | 0
A | PEKERJAAN INSTALASI AIR BERSIH | [6 empty] | 0 |  |  | 0
| Catatan : | [6 empty] | 0 |  |  | 0
| Instalasi pipa mencakup fitting, supporting, aksesoris, dan bobokan Pipa PVC AW standar working pressure 10 kg/cm2 Pipa PVC D standar working pressure 5 kg/cm2 | [6 empty] | 0 |  |  | 0
| PERALATAN UTAMA | [6 empty] | 0 |  |  | 0
1 | Pekerjaan taping jalur pipa PDAM, meliputi : | [6 empty] | 0 |  |  | 0
- | Pipa galvanis medium Ø 1-1/4'' (SNI 0039 : 2013) | 82.93 | m1 | N.05.02 | CK - 6.4.2.4 | 118523.6505 | 9829166.3353 | 0.025723 |  |  | 9829166.3353
- | Meteran air screwed Ø 1-1/4'' | 1 | bh | N.13.14.01 | Analisa standar | 1410860.2379 | 1410860.2379 | 0.0036922 |  |  | 1410860.2379
- | Gate valve screwed PN-10 Ø 1-1/4" | 3 | bh | N.13.03.04 | CK - 6.5.1.4 | 358203.6812 | 1074611.0436 | 0.0028122 |  |  | 1074611.0436
- | Floating valve screwed PN-10 Ø 1-1/4" | 1 | bh | N.13.15.01 | CK - 6.5.5.4 | 518104.8733 | 518104.8733 | 0.0013559 |  |  | 518104.8733
[8 empty] | 0 |  |  | 0
- | Pengaman jalur pipa suplai menggunakan buis beton, meliputi: | [6 empty] | 0 |  |  | 0
| Galian tanah sedalam 1 m | 23.22 | m3 | B.01.01 | CK - 1.2.1.1.2 | 65955.45 | 1531485.549 | 0.0040079 |  |  | 1531485.549
| Urugan pasir, tebal 100 mm | 3.32 | m3 | B.03.02 | CK - 1.3.1.3 | 240133.2818 | 797242.4956 | 0.0020864 |  |  | 797242.4956
| Urugan tanah kembali bekas galian+pemadatan | 19.9 | m3 | B.03.07 | Analisa Standar | 72958.3716 | 1451871.595 | 0.0037995 |  |  | 1451871.595
| 1/2 buis beton Ø 300 mm | 82.93 | m1 | P.05.09 | CK - 8.2.7 | 74406.7137 | 6170548.7666 | 0.016148 |  |  | 6170548.7666
| Nat sambungan antar buis beton | 21.12 | m1 | C.03.02 | Analisa Standar | 5065.6349 | 106986.2097 | 0.00027998 |  |  | 106986.2097
| Patok penanda kabel | 9 | bh | BN | Survey Pasar | 80000 | 720000 | 0.0018842 |  |  | 720000
[8 empty] | 0 |  |  | 0
2 | Pekerjaan Bak Kontrol Tapping PDAM, meliputi : | [6 empty] | 0 |  |  | 0
- | Galian tanah, sedalam 1 m | 1.52 | m3 | B.01.01 | CK - 1.2.1.1.2 | 65955.45 | 100252.284 | 0.00026236 |  |  | 100252.284
- | Pasir urug, tebal 100 mm | 0.23 | m3 | B.03.02 | CK - 1.3.1.3 | 240133.2818 | 55230.6548 | 0.00014454 |  |  | 55230.6548
- | Rabat beton, tebal 100 mm (camp. 1 pc : 3 ps : 5 kr) | 0.17 | m3 | D.02.1.1 | Analisa non standar | 1068870 | 181707.9 | 0.00047552 |  |  | 181707.9
- | Pasangan dinding bata merah campuran 1SP : 6PP | 3.64 | m2 | C.02.02 | CK - 3.6.1.10 | 114691.2528 | 417476.1601 | 0.0010925 |  |  | 417476.1601
- | Plesteran 1SP : 6PP tebal 15 mm | 3.64 | m2 | C.02.05 | CK - 3.7.6 | 46613.1343 | 169671.8087 | 0.00044403 |  |  | 169671.8087
- | Acian bata merah | 3.64 | m2 | C.02.07 | CK - 3.7.8 | 38370.4712 | 139668.5152 | 0.00036551 |  |  | 139668.5152
- | Kolom praktis (KP1), uk. 100 x 100 mm (camp. beton 1pc : 3Ps : 5Kr) | 1.96 | m1 | D.04.01 | Analisa standar | 64611.4199 | 126638.3831 | 0.00033141 |  |  | 126638.3831
- | Plat besi penutup, tebal 1.2 mm | 16.43 | kg | D.01.2.6 | Analisa Standar | 26067.985 | 428296.9932 | 0.0011208 |  |  | 428296.9932
- | Pengait besi Ø 10 mm | 0.52 | Kg | D.01.1.1 | CK - 2.2.1.1.4 | 13000 | 6760 | 1.7691e-05 |  |  | 6760
[8 empty] | 0 |  |  | 0
3 | Pekerjaan sumur dangkal, meliputi : | [6 empty] | 0 |  |  | 0
- | Mobilisasi dan demobilisasi pek. sumur bor | 2 | unit | BN | Survey Pasar | 1203084.75 | 2406169.5 | 0.0062969 |  |  | 2406169.5
- | Pembuatan bak dan tampungan sirkulasi bentonit | 1 | ls | BN | Survey Pasar | 1203084.75 | 1203084.75 | 0.0031484 |  |  | 1203084.75
- | Bentonite | 1 | ls | BN | Survey Pasar | 3970179.675 | 3970179.675 | 0.01039 |  |  | 3970179.675
- | Pekerjaan pemboran pilot hole 8" | 150 | m1 | BN | Survey Pasar | 401028.25 | 60154237.5 | 0.15742 |  |  | 60154237.5
- | Logging test | 1 | unit | BN | Survey Pasar | 3208226 | 3208226 | 0.0083958 |  |  | 3208226
- | Reaming 12" | 15 | m1 | BN | Survey Pasar | 320822.6 | 4812339 | 0.012594 |  |  | 4812339
- | Pengadaan pipa casing GIP 6" | 129 | m1 | N.05.08 | CK - 6.4.2.11 | 698396.367 | 90093131.3456 | 0.23577 |  |  | 90093131.3456
- | Pengadaan screen stainless steel 4" | 21 | m1 | BN | Survey Pasar | 882262.15 | 18527505.15 | 0.048486 |  |  | 18527505.15
- | Pengadaan kerikil pembalut gravel pack | 5 | m3 | BN | Survey Pasar | 481233.9 | 2406169.5 | 0.0062969 |  |  | 2406169.5
- | Grouting | 4 | m3 | BN | Survey Pasar | 561439.55 | 2245758.2 | 0.0058771 |  |  | 2245758.2
- | Pengadaan pipa pizzo meter 1" galvanis | 60 | m1 | BN | Survey Pasar | 56143.955 | 3368637.3 | 0.0088156 |  |  | 3368637.3
- | Pencucian sumur metode air jetting | 1 | ls | BN | Survey Pasar | 8020565 | 8020565 | 0.02099 |  |  | 8020565
- | Pumping test dan analisa air pengecoran sumur | 1 | ls | BN | Survey Pasar | 6817480.25 | 6817480.25 | 0.017841 |  |  | 6817480.25
- | Apron bak (bak kontrol sumur) | 1 | ls | BN | Survey Pasar | 2153750 | 2153750 | 0.0056363 |  |  | 2153750
- | Perizinan | 1 | ls | BN | Survey Pasar | 3015250 | 3015250 | 0.0078908 |  |  | 3015250
[8 empty] | 0 |  |  | 0
4 | Pekerjaan Bak Kontrol Pompa Suplai, meliputi : | [6 empty] | 0 |  |  | 0
- | Galian tanah, sedalam 1 m | 1.08 | m3 | B.01.01 | CK - 1.2.1.1.2 | 65955.45 | 71231.886 | 0.00018641 |  |  | 71231.886
- | Pasir urug, tebal 100 mm | 0.12 | m3 | B.03.02 | CK - 1.3.1.3 | 240133.2818 | 28815.9938 | 7.5411e-05 |  |  | 28815.9938
- | Rabat beton, tebal 100 mm (camp. 1 pc : 3 ps : 5 kr) | 0.14 | m3 | D.02.1.1 | Analisa non standar | 1068870 | 149641.8 | 0.00039161 |  |  | 149641.8
- | Pasangan dinding bata merah campuran 1SP : 6PP | 3.36 | m2 | C.02.02 | CK - 3.6.1.10 | 114691.2528 | 385362.6093 | 0.0010085 |  |  | 385362.6093
- | Plesteran 1SP : 6PP tebal 15 mm | 2.52 | m2 | C.02.05 | CK - 3.7.6 | 46613.1343 | 117465.0984 | 0.0003074 |  |  | 117465.0984
- | Acian bata merah | 2.52 | m2 | C.02.07 | CK - 3.7.8 | 38370.4712 | 96693.5875 | 0.00025304 |  |  | 96693.5875
- | Plat besi penutup, tebal 1.2 mm | 11.66 | kg | D.01.2.6 | Analisa Standar | 26067.985 | 303952.7049 | 0.00079544 |  |  | 303952.7049
- | Pengait besi Ø 10 mm | 0.52 | Kg | D.01.1.1 | CK - 2.2.1.1.4 | 13000 | 6760 | 1.7691e-05 |  |  | 6760
- | Tali tambang Ø 10 mm | 45 | m2 | BN | Survey Pasar | 2807.1978 | 126323.8988 | 0.00033059 |  |  | 126323.8988
[8 empty] | 0 |  |  | 0
5 | Komponen Pompa Suplai - Sumur dalam menuju GWT | [6 empty] | 0 |  |  | 0
- | Kabel water level control - kabel NYY 3 x 2.5 mm2 w/ pipa konduit PVC Ø 20 mm | 11.6 | m1 | S.01.07 | CK - 5.1.1.1.25 | 23005.3769 | 266862.3718 | 0.00069837 |  |  | 266862.3718
- | Water level control (otomatis) | 1 | bh | P.04.01 | CK - 6.5.19.1 | 129879.1443 | 129879.1443 | 0.00033989 |  |  | 129879.1443
- | Angkur pengait - Besi P10 | 1.07 | Kg | D.01.1.3 | CK - 2.2.1.1.1 | 13000 | 13910 | 3.6402e-05 |  |  | 13910
- | Pompa Suplai dari Sumur menuju GWT | 1 | unit | P.01.1 | Analisa standar | 108522924.95 | 108522924.95 | 0.284 |  |  | 108522924.95
| Tipe : Submersible Pump | [6 empty] | 0 |  |  | 0
| Head : 150 m | [6 empty] | 0 |  |  | 0
| Debit : 200 liter/menit | [6 empty] | 0 |  |  | 0
| Termasuk panel kontrol, material bantu & aksesoris | [6 empty] | 0 |  |  | 0
[8 empty] | 0 |  |  | 0
- | Komponen pipa dan valve suplai Sumur Dalam menuju GWT, meliputi : | [6 empty] | 0 |  |  | 0
| Pipa hisap - Pipa galvanis medium Ø 2" (SNI 0039 : 2013) | 55 | m1 | N.05.04 | CK - 6.4.2.6 | 187154.1129 | 10293476.2112 | 0.026938 |  |  | 10293476.2112
| Pipa galvanis medium Ø 2" (SNI 0039 : 2013) | 11.6 | m1 | N.05.04 | CK - 6.4.2.6 | 187154.1129 | 2170987.71 | 0.0056814 |  |  | 2170987.71
| Gate valve screwed PN10 Ø 2'' | 1 | bh | N.13.03.06 | CK - 6.5.1.6 | 689678.7063 | 689678.7063 | 0.0018049 |  |  | 689678.7063
| Meteran air flange end Ø 2'' | 1 | bh | N.13.14.02 | CK - 6.5.11.5 | 1039460.2304 | 1039460.2304 | 0.0027202 |  |  | 1039460.2304
| Pressure gauge 300 psig | 2 | unit | N.14.01 | CK - 6.5.10.1 | 277842.6619 | 555685.3239 | 0.0014542 |  |  | 555685.3239
[8 empty] | 0 |  |  | 0
6 | Pekerjaan pompa transfer - GWT menuju rooftank | [6 empty] | 0 |  |  | 0
- | Kabel water level control - kabel NYY 3 x 2.5 mm2 w/ pipa konduit PVC Ø 20 mm | 95.07 | m1 | S.01.07 | CK - 5.1.1.1.25 | 23005.3769 | 2187121.1796 | 0.0057236 |  |  | 2187121.1796
- | Water level control (otomatis) | 1 | bh | P.04.01 | CK - 6.5.19.1 | 129879.1443 | 129879.1443 | 0.00033989 |  |  | 129879.1443
- | Pompa Transfer - groundtank menuju rooftank (terdiri dari 2 pompa) | 1 | set | P.01.2 | Analisa standar | 101724517.57 | 101724517.57 | 0.26621 |  |  | 101724517.57
| Tipe : Horizontal multistage pump | [6 empty] | 0 |  |  | 0
| Total head : 50 m | [6 empty] | 0 |  |  | 0
| Debit : 200 liter/menit | [6 empty] | 0 |  |  | 0
| Termasuk panel kontrol, material bantu & aksesoris | [6 empty] | 0 |  |  | 0
[8 empty] | 0 |  |  | 0
- | Komponen pipa header pompa transfer, meliputi : | [6 empty] | 0 |  |  | 0
| Pipa hisap - Pipa galvanis medium Ø 2" (SNI 0039 : 2013) | 3 | m1 | N.05.04 | CK - 6.4.2.6 | 187154.1129 | 561462.3388 | 0.0014693 |  |  | 561462.3388
| Pipa header - Pipa galvanis medium Ø 4" (SNI 0039 : 2013) | 2 | m1 | N.05.07 | CK - 6.4.2.9 | 442710.8543 | 885421.7085 | 0.0023171 |  |  | 885421.7085
| Pipa galvanis medium Ø 2" (SNI 0039 : 2013) | 5 | m1 | N.05.04 | CK - 6.4.2.6 | 226419.92 | 1132099.6 | 0.0029627 |  |  | 1132099.6
| Gate valve screwed PN-16 Ø 2" | 4 | bh | N.13.03.10 | CK - 6.5.1.21 | 1388942.0412 | 5555768.1647 | 0.014539 |  |  | 5555768.1647
| Strainer screwed PN-16 Ø 2" | 2 | bh | N.13.10.3 | CK - 6.5.4.16 | 772368.7263 | 1544737.4527 | 0.0040425 |  |  | 1544737.4527
| Flexible joint flange end PN-16 Ø 2" | 4 | bh | N.13.11.3 | CK - 6.5.7.15 | 568230.9101 | 2272923.6403 | 0.0059482 |  |  | 2272923.6403
| Check valve screwed PN-16 Ø 2" | 2 | bh | N.13.01.7 | CK - 6.5.3.15 | 899802.6713 | 1799605.3426 | 0.0047095 |  |  | 1799605.3426
| Ball valve screwed PN-16 Ø 1/2" | 1 | bh | N.13.02.2 | CK - 6.5.2.6 | 282549.5735 | 282549.5735 | 0.00073942 |  |  | 282549.5735
| Pressure gauge 300 psig | 1 | unit | N.14.01 | CK - 6.5.10.1 | 277842.6619 | 277842.6619 | 0.00072711 |  |  | 277842.6619
| Blind Flange PN16 Ø 4" | 2 | bh | N.13.09.3 | Analisa non standar | 162521.458 | 325042.916 | 0.00085063 |  |  | 325042.916
[8 empty] | 0 |  |  | 0
- | Komponen pipa suplai pompa transfer menuju rooftank, meliputi : | [6 empty] | 0 |  |  | 0
| Riser pipa transfer - Pipa galvanis medium Ø 2" (SNI 0039 : 2013) | 13.23 | m1 | N.05.04 | CK - 6.4.2.6 | 187154.1129 | 2476048.9141 | 0.0064797 |  |  | 2476048.9141
| Pipa transfer - Pipa galvanis medium Ø 1" (SNI 0039 : 2013) | 18.15 | m1 | N.05.01 | CK - 6.4.2.3 | 91049.1443 | 1652541.9693 | 0.0043247 |  |  | 1652541.9693
| Pipa transfer - Pipa galvanis medium Ø 2" (SNI 0039 : 2013) | 80.14 | m1 | N.05.04 | CK - 6.4.2.6 | 226419.92 | 18145292.3888 | 0.047486 |  |  | 18145292.3888
| Gate valve screwed PN-10 Ø 1" | 5 | bh | N.13.03.03 | CK - 6.5.1.3 | 244557.8672 | 1222789.3358 | 0.0032 |  |  | 1222789.3358
| Gate valve screwed PN-10 Ø 2" | 1 | bh | N.13.03.06 | CK - 6.5.1.6 | 689678.7063 | 689678.7063 | 0.0018049 |  |  | 689678.7063
[8 empty] | 0 |  |  | 0
- | Komponen perkuatan pipa dan pompa transfer, meliputi: | [6 empty] | 0 |  |  | 0
| Besi UNP 50 | 40.97 | kg | D.01.2.5 | Analisa standar | 21842.1008 | 894870.8714 | 0.0023419 |  |  | 894870.8714
| Angkur baut Ø 10 x 60 mm | 10 | bh | BN | Survey Pasar | 15230.7175 | 152307.1747 | 0.00039858 |  |  | 152307.1747
| Plat hitam, tebal 5 mm | 0.16 | kg | D.01.2.6 | Analisa Standar | 26320.6328 | 4211.3012 | 1.1021e-05 |  |  | 4211.3012
| Dudukan pompa transfer - Rabat beton, tebal 200 mm (camp. 1pc : 3ps : 5kr) | 0.08 | m3 | D.02.1.1 | Analisa non standar | 1068870 | 85509.6 | 0.00022378 |  |  | 85509.6
[8 empty] | 0 |  |  | 0
7 | Pekerjaan pompa booster - Rooftank menuju riser distribusi | [6 empty] | 0 |  |  | 0
- | Pompa Booster (Terdiri dari 2 Pompa) | 1 | unit | P.01.6 | Analisa standar | 55779173.45 | 55779173.45 | 0.14597 |  |  | 55779173.45
| Tipe : Horizontal multistage pump | [6 empty] | 0 |  |  | 0
| Total head : 12 m | [6 empty] | 0 |  |  | 0
| Debit : 2 x 85 liter/menit | [6 empty] | 0 |  |  | 0
| Termasuk perangkat dan aksesoris, antara lain: | [6 empty] | 0 |  |  | 0
| Control panel in steel cabinet | [6 empty] | 0 |  |  | 0
| Manifold made of Galvanize pipe | [6 empty] | 0 |  |  | 0
| Non return valve | [6 empty] | 0 |  |  | 0
| Unit isolating valve | [6 empty] | 0 |  |  | 0
| Pressure switch | [6 empty] | 0 |  |  | 0
| Pressure tank | [6 empty] | 0 |  |  | 0
| Power cable motor to control panel | [6 empty] | 0 |  |  | 0
| Galvanized base frame | [6 empty] | 0 |  |  | 0
[8 empty] | 0 |  |  | 0
- | Komponen pipa dan valve pompa booster, meliputi : | [6 empty] | 0 |  |  | 0
| Pipa header - Pipa galvanis medium Ø 4" (SNI 0039 : 2013) | 8.51 | m1 | N.05.07 | CK - 6.4.2.9 | 442710.8543 | 3767469.3697 | 0.0098594 |  |  | 3767469.3697
| Pipa galvanis medium Ø 1-1/4" (SNI 0039 : 2013) | 5 | m1 | N.05.02 | CK - 6.4.2.4 | 118523.6505 | 592618.2525 | 0.0015509 |  |  | 592618.2525
| Gate valve screwed PN-10 Ø 1/2" | 2 | bh | N.13.03.01 | CK - 6.5.1.1 | 112859.6399 | 225719.2798 | 0.0005907 |  |  | 225719.2798
| Gate valve screwed PN-10 Ø 1" | 6 | bh | N.13.03.03 | CK - 6.5.1.3 | 244557.8672 | 1467347.203 | 0.00384 |  |  | 1467347.203
| Gate valve screwed PN-16 Ø 1-1/4" | 4 | bh | N.13.03.8 | CK - 6.6.1.19 | 672324.2971 | 2689297.1883 | 0.0070378 |  |  | 2689297.1883
| Strainer screwed PN-16 Ø 1-1/4" | 2 | bh | N.13.10.2 | CK - 6.5.4.4 | 390163.6276 | 780327.2551 | 0.0020421 |  |  | 780327.2551
| Flexible joint flange end PN-16 Ø 1-1/4" | 4 | bh | N.13.11.2 | CK - 6.5.7.4 | 511205.5832 | 2044822.333 | 0.0053512 |  |  | 2044822.333
| Check valve screwed PN-16 Ø 1-1/4" | 2 | bh | N.13.01.7.0 | CK - 6.5.3.4 | 479448.5572 | 958897.1143 | 0.0025094 |  |  | 958897.1143
| Blind Flange PN16 Ø 4" | 4 | bh | N.13.09.3 | Analisa non standar | 162521.458 | 650085.832 | 0.0017013 |  |  | 650085.832
[8 empty] | 0 |  |  | 0
- | Komponen pipa suplai pompa booster menuju riser distribusi, meliputi : | [6 empty] | 0 |  |  | 0
| Pipa distribusi air bersih - Pipa PVC AW Ø 1-1/2" | 14.38 | m1 | N.02.01.05 | CK - 6.4.1.5 | 39903.1352 | 573807.0843 | 0.0015016 |  |  | 573807.0843
| Pipa distribusi air bersih - Pipa PVC AW Ø 2" | 6.12 | m1 | N.02.01.06 | CK - 6.4.1.6 | 52702.9491 | 322542.0483 | 0.00084408 |  |  | 322542.0483
| Gate valve screwed PN-10 Ø 1-1/2" | 2 | bh | N.13.03.05 | CK - 6.5.1.5 | 478053.6221 | 956107.2443 | 0.0025021 |  |  | 956107.2443
| Gate valve screwed PN-10 Ø 2" | 1 | bh | N.13.03.06 | CK - 6.5.1.6 | 689678.7063 | 689678.7063 | 0.0018049 |  |  | 689678.7063
[8 empty] | 0 |  |  | 0
- | Komponen perkuatan pipa pompa booster, meliputi: | [6 empty] | 0 |  |  | 0
| Besi UNP 50 | 69.42 | kg | D.01.2.5 | Analisa standar | 21842.1008 | 1516278.6403 | 0.0039681 |  |  | 1516278.6403
| Angkur baut Ø 10 x 60 mm | 25 | bh | BN | Survey Pasar | 15230.7175 | 380767.9367 | 0.00099646 |  |  | 380767.9367
| Plat hitam, tebal 5 mm | 0.16 | kg | D.01.2.6 | Analisa Standar | 26320.6328 | 4211.3012 | 1.1021e-05 |  |  | 4211.3012
| Dudukan pompa - Rabat beton, tebal 200 mm (camp. 1pc : 3ps : 5kr) | 0.27 | m3 | D.02.1.1 | Analisa non standar | 1068870 | 288594.9 | 0.00075524 |  |  | 288594.9
| Dudukan pipa - Rabat beton, tebal 200 mm (camp. 1pc : 3ps : 5kr) | 0.21 | m3 | D.02.1.1 | Analisa non standar | 1068870 | 224462.7 | 0.00058741 |  |  | 224462.7
[8 empty] | 0 |  |  | 0
8 | Pekerjaan rooftank air bersih | [6 empty] | 0 |  |  | 0
- | Rooftank stainless steel, kap. 2000 liter | 5 | unit | P.04.02 | CK - 6.1.1.4 | 8248074.78 | 41240373.9 | 0.10792 |  |  | 41240373.9
- | Angkur baut Ø 10 x 60 mm | 20 | bh | BN | Survey Pasar | 15230.7175 | 304614.3494 | 0.00079717 |  |  | 304614.3494
- | Plat beton dudukan roof tank,meliputi: | [6 empty] | 0 |  |  | 0
| Bekisting untuk plat lantai (3x pakai) | 11.27 | m2 | D.03.12 | Analisa Standar | 145741.9945 | 1642512.2775 | 0.0042984 |  |  | 1642512.2775
| Besi tulangan | 218.68 | Kg | D.01.1.3 | CK - 2.2.1.1.1 | 14729.1876 | 3220978.7365 | 0.0084292 |  |  | 3220978.7365
| Beton (camp. 1pc : 3ps : 5kr) | 1.69 | m3 | D.02.1.1 | Analisa non standar | 1068870 | 1806390.3 | 0.0047273 |  |  | 1806390.3
| Stek besi P10, panjang 80 mm & Injectable adhesive mortar | 45 | titik | D.05.04.05 | Analisa non standar | 25595.7935 | 1151810.7059 | 0.0030143 |  |  | 1151810.7059
[8 empty] | 0 |  |  | 0
- | Komponen pipa kuras rooftank, meliputi: | [6 empty] | 0 |  |  | 0
| Riser pipa kuras - Pipa PVC AW Ø 1-1/4" | 12.6 | m1 | N.02.01.04 | CK - 6.4.1.4 | 40367.786 | 508634.1038 | 0.0013311 |  |  | 508634.1038
| Pipa kuras - Pipa PVC AW Ø 1" | 6.68 | m1 | N.02.01.03 | CK - 6.4.1.3 | 24892.0252 | 166278.7283 | 0.00043515 |  |  | 166278.7283
| Pipa kuras - Pipa PVC AW Ø 1-1/4" | 20.52 | m1 | N.02.01.04 | CK - 6.4.1.4 | 40367.786 | 828346.9691 | 0.0021678 |  |  | 828346.9691
| Gate valve screwed PN-10 Ø 1" | 5 | bh | N.13.03.03 | CK - 6.5.1.3 | 244557.8672 | 1222789.3358 | 0.0032 |  |  | 1222789.3358
[8 empty] | 0 |  |  | 0
- | Komponen perkuatan pipa kuras rooftank, meliputi: | [6 empty] | 0 |  |  | 0
| Besi UNP 50 | 25.04 | kg | D.01.2.5 | Analisa standar | 21842.1008 | 546926.205 | 0.0014313 |  |  | 546926.205
| Angkur baut Ø 10 x 60 mm | 11 | bh | BN | Survey Pasar | 15230.7175 | 167537.8921 | 0.00043844 |  |  | 167537.8921
| Dudukan pipa - Rabat beton, tebal 200 mm (camp. 1pc : 3ps : 5kr) | 0.1 | m3 | D.02.1.1 | Analisa non standar | 1068870 | 106887 | 0.00027972 |  |  | 106887
[8 empty] | 0 |  |  | 0
| Distribusi Air Bersih Lingkungan | [6 empty] | 0 |  |  | 0
1 | Gate valve screwed PN-10 Ø 1" | 1 | bh | N.13.03.03 | CK - 6.5.1.3 | 244557.8672 | 244557.8672 | 0.00064 |  |  | 244557.8672
2 | Pipa distribusi air bersih - Pipa PVC AW Ø 1/2" | 47.85 | m1 | N.02.01.01 | CK - 6.4.1.1 | 13345.5177 | 638583.0207 | 0.0016712 |  |  | 638583.0207
3 | Pipa distribusi air bersih - Pipa PVC AW Ø 1-1/4" | 212.04 | m1 | N.02.01.04 | CK - 6.4.1.4 | 40367.786 | 8559585.3471 | 0.0224 |  |  | 8559585.3471
4 | Pondasi kran taman - Cor kosong (camp. 1pc : 3ps : 5kr) | 0.05 | m3 | D.02.1.1 | Analisa non standar | 1068870 | 53443.5 | 0.00013986 |  |  | 53443.5
[8 empty] | 0 |  |  | 0
5 | Pekerjaan galian jalur pipa, meliputi: | [6 empty] | 0 |  |  | 0
- | Galian tanah sedalam 1 meter | 67.58 | m3 | B.01.01 | CK - 1.2.1.1.2 | 65955.45 | 4457269.311 | 0.011665 |  |  | 4457269.311
- | Urugan pasir, tebal 50 mm | 5.2 | m3 | B.03.02 | CK - 1.3.1.3 | 240133.2818 | 1248693.0654 | 0.0032678 |  |  | 1248693.0654
- | Urugan tanah kembali bekas galian + pemadatan | 62.38 | m3 | B.03.07 | Analisa Standar | 72958.3716 | 4551143.2209 | 0.01191 |  |  | 4551143.2209
[8 empty] | 0 |  |  | 0
| LANTAI 01 | [6 empty] | 0 |  |  | 0
1 | Gate valve screwed PN-10 Ø 1" | 1 | bh | N.13.03.03 | CK - 6.5.1.3 | 244557.8672 | 244557.8672 | 0.00064 |  |  | 244557.8672
2 | Gate valve screwed PN-10 Ø 1-1/4" | 4 | bh | N.13.03.04 | CK - 6.5.1.4 | 358203.6812 | 1432814.7247 | 0.0037496 |  |  | 1432814.7247
3 | Gate valve screwed PN-10 Ø 2" | 1 | bh | N.13.03.06 | CK - 6.5.1.6 | 689678.7063 | 689678.7063 | 0.0018049 |  |  | 689678.7063
4 | Riser pipa distribusi air bersih - Pipa PVC AW Ø 1-1/2" | 4.2 | m1 | N.02.01.05 | CK - 6.4.1.5 | 39903.1352 | 167593.1679 | 0.00043859 |  |  | 167593.1679
5 | Riser pipa distribusi air bersih - Pipa PVC AW Ø 2" | 1.2 | m1 | N.02.01.06 | CK - 6.4.1.6 | 52702.9491 | 63243.5389 | 0.00016551 |  |  | 63243.5389
6 | Pipa distribusi air bersih - Pipa PVC AW Ø 1/2" | 166.55 | m1 | N.02.01.01 | CK - 6.4.1.1 | 13345.5177 | 2222695.9686 | 0.0058167 |  |  | 2222695.9686
7 | Pipa distribusi air bersih - Pipa PVC AW Ø 3/4" | 90.32 | m1 | N.02.01.02 | CK - 6.4.1.2 | 18113.9329 | 1636050.4185 | 0.0042815 |  |  | 1636050.4185
8 | Pipa distribusi air bersih - Pipa PVC AW Ø 1" | 25.66 | m1 | N.02.01.03 | CK - 6.4.1.3 | 24892.0252 | 638729.3664 | 0.0016715 |  |  | 638729.3664
9 | Pipa distribusi air bersih - Pipa PVC AW Ø 1-1/4" | 49.04 | m1 | N.02.01.04 | CK - 6.4.1.4 | 40367.786 | 1979636.2263 | 0.0051806 |  |  | 1979636.2263
10 | Pipa distribusi air bersih - Pipa PVC AW Ø 1-1/2" | 13.67 | m1 | N.02.01.05 | CK - 6.4.1.5 | 39903.1352 | 545475.8583 | 0.0014275 |  |  | 545475.8583
11 | Pipa distribusi air bersih - Pipa PVC AW Ø 2" | 39.56 | m1 | N.02.01.06 | CK - 6.4.1.6 | 52702.9491 | 2084928.6652 | 0.0054562 |  |  | 2084928.6652
[8 empty] | 0 |  |  | 0
| LANTAI 02 | [6 empty] | 0 |  |  | 0
1 | Gate valve screwed PN-10 Ø 1-1/4" | 1 | bh | N.13.03.04 | CK - 6.5.1.4 | 358203.6812 | 358203.6812 | 0.00093741 |  |  | 358203.6812
2 | Riser pipa distribusi air bersih - Pipa PVC AW Ø 1-1/2" | 5.4 | m1 | N.02.01.05 | CK - 6.4.1.5 | 39903.1352 | 215476.9301 | 0.0005639 |  |  | 215476.9301
3 | Riser pipa distribusi air bersih - Pipa PVC AW Ø 2" | 4.2 | m1 | N.02.01.06 | CK - 6.4.1.6 | 52702.9491 | 221352.3861 | 0.00057927 |  |  | 221352.3861
[8 empty] | 0 |  |  | 0
| LANTAI 03 | [6 empty] | 0 |  |  | 0
1 | Gate valve screwed PN-10 Ø 1-1/4" | 1 | bh | N.13.03.04 | CK - 6.5.1.4 | 358203.6812 | 358203.6812 | 0.00093741 |  |  | 358203.6812
2 | Riser pipa distribusi air bersih - Pipa PVC AW Ø 1-1/2" | 8.4 | m1 | N.02.01.05 | CK - 6.4.1.5 | 39903.1352 | 335186.3358 | 0.00087717 |  |  | 335186.3358
3 | Riser pipa distribusi air bersih - Pipa PVC AW Ø 2" | 4.2 | m1 | N.02.01.06 | CK - 6.4.1.6 | 52702.9491 | 221352.3861 | 0.00057927 |  |  | 221352.3861
[8 empty] | 0 |  |  | 0
| LANTAI ATAP | [6 empty] | 0 |  |  | 0
1 | Gate valve screwed PN-10 Ø 1" | 1 | bh | N.13.03.03 | CK - 6.5.1.3 | 244557.8672 | 244557.8672 | 0.00064 |  |  | 244557.8672
2 | Pipa distribusi air bersih - Pipa PVC AW Ø 1/2" | 22.28 | m1 | N.02.01.01 | CK - 6.4.1.1 | 13345.5177 | 297338.1338 | 0.00077813 |  |  | 297338.1338
3 | Pipa distribusi air bersih - Pipa PVC AW Ø 3/4" | 21.89 | m1 | N.02.01.02 | CK - 6.4.1.2 | 18113.9329 | 396513.9909 | 0.0010377 |  |  | 396513.9909
4 | Pipa distribusi air bersih - Pipa PVC AW Ø 1" | 22.36 | m1 | N.02.01.03 | CK - 6.4.1.3 | 24892.0252 | 556585.6833 | 0.0014566 |  |  | 556585.6833
[8 empty] | 0 |  |  | 0
B | PEKERJAAN INSTALASI AIR LIMBAH LAB | [6 empty] | 0 |  |  | 0
| Catatan : | [6 empty] | 0 |  |  | 0
| Instalasi pipa mencakup fitting, supporting, aksesoris, dan bobokan Pipa PVC AW standar working pressure 10 kg/cm2 Pipa PVC D standar working pressure 5 kg/cm2 | [6 empty] | 0 |  |  | 0
| LANTAI 01 | [6 empty] | 0 |  |  | 0
1 | Pipa air limbah lab - Pipa PVC AW Ø 2" | 50.68 | m1 | N.02.01.06 | CK - 6.4.1.6 | 52702.9491 | 2670985.4588 | 0.0069899 |  |  | 2670985.4588
2 | Pipa air limbah lab - Pipa PVC AW Ø 3" | 102.07 | m1 | N.02.01.08 | CK - 6.4.1.8 | 98014.9079 | 10004381.6443 | 0.026181 |  |  | 10004381.6443
3 | Pipa air limbah lab - Pipa PVC AW Ø 4" | 69.76 | m1 | N.02.01.09 | CK - 6.4.1.9 | 178017.1048 | 12418473.2306 | 0.032499 |  |  | 12418473.2306
4 | Clean out stainless steel Ø 3" | 9 | bh | O.03.3 | CK - 6.5.12.3 | 314852.4167 | 2833671.7505 | 0.0074156 |  |  | 2833671.7505
[8 empty] | 0 |  |  | 0
5 | Pekerjaan galian jalur pipa, meliputi: | [6 empty] | 0 |  |  | 0
- | Galian tanah sedalam 1 meter | 44.7 | m3 | B.01.01 | CK - 1.2.1.1.2 | 65955.45 | 2948208.615 | 0.0077154 |  |  | 2948208.615
- | Urugan pasir, tebal 50 mm | 3.5 | m3 | B.03.02 | CK - 1.3.1.3 | 240133.2818 | 840466.4864 | 0.0021995 |  |  | 840466.4864
- | Urugan tanah kembali bekas galian + pemadatan | 41.2 | m3 | B.03.07 | Analisa Standar | 72958.3716 | 3005884.9103 | 0.0078663 |  |  | 3005884.9103
[8 empty] | 0 |  |  | 0
6 | Pekerjaan Bak Penampungan Air Limbah | [6 empty] | 0 |  |  | 0
- | Galian tanah, sedalam 1 m | 14.16 | m3 | B.01.01 | CK - 1.2.1.1.2 | 65955.45 | 933929.172 | 0.0024441 |  |  | 933929.172
- | Galian tanah, sedalam 2 m | 14.16 | m3 | B.01.02 | CK - 1.2.1.1.5 | 89034 | 1260721.44 | 0.0032993 |  |  | 1260721.44
- | Galian tanah, sedalam 3 m | 5.66 | m3 | B.01.03 | CK - 1.2.1.1.7 | 97820.25 | 553662.615 | 0.0014489 |  |  | 553662.615
- | Urugan pasir, tebal 100 mm | 1.42 | m3 | B.03.02 | CK - 1.3.1.3 | 240133.2818 | 340989.2602 | 0.00089236 |  |  | 340989.2602
- | Rabat beton, tebal 100 mm (camp. 1pc:3ps:5kr) | 1.42 | m3 | D.02.1.1 | Analisa non standar | 1068870 | 1517795.4 | 0.003972 |  |  | 1517795.4
- | Urugan kembali tanah bekas galian & pemadatan | 6.94 | m3 | B.03.07 | Analisa Standar | 72958.3716 | 506331.099 | 0.0013251 |  |  | 506331.099
[8 empty] | 0 |  |  | 0
- | Plat beton dasar, tebal 300 mm | [6 empty] | 0 |  |  | 0
| Bekisting untuk plat lantai (3x pakai) | 7.33 | m2 | D.03.12 | Analisa Standar | 145741.9945 | 1068288.8194 | 0.0027957 |  |  | 1068288.8194
| Besi tulangan | 152.17 | Kg | D.01.1.4 | CK - 2.2.1.1.1a | 14729.1876 | 2241340.4716 | 0.0058655 |  |  | 2241340.4716
| Beton ready mix F'c 28 MPa | 2.2 | m3 | D.02.3.8 | Analisa Standar | 1289599.4336 | 2837118.7538 | 0.0074247 |  |  | 2837118.7538
[8 empty] | 0 |  |  | 0
- | Dinding beton, tebal 250 mm | [6 empty] | 0 |  |  | 0
| Bekisting untuk plat dinding (3x pakai) | 264 | m2 | D.03.13 | Analisa Standar | 145741.9945 | 38475886.5363 | 0.10069 |  |  | 38475886.5363
| Besi tulangan | 3212.8 | Kg | D.01.1.2 | CK - 2.2.1.1.4a | 14729.1876 | 47321933.8054 | 0.12384 |  |  | 47321933.8054
| Beton ready mix F'c 28 MPa | 33 | m3 | D.02.3.8 | Analisa Standar | 1289599.4336 | 42556781.3074 | 0.11137 |  |  | 42556781.3074
[8 empty] | 0 |  |  | 0
- | Plat beton penutup, tebal 120 mm | [6 empty] | 0 |  |  | 0
| Bekisting untuk plat lantai (3x pakai) | 11 | m2 | D.03.12 | Analisa Standar | 145741.9945 | 1603161.939 | 0.0041954 |  |  | 1603161.939
| Besi tulangan | 216.71 | Kg | D.01.1.4 | CK - 2.2.1.1.1a | 14729.1876 | 3191962.237 | 0.0083533 |  |  | 3191962.237
| Beton ready mix F'c 28 MPa | 1.32 | m3 | D.02.3.8 | Analisa Standar | 1289599.4336 | 1702271.2523 | 0.0044548 |  |  | 1702271.2523
[8 empty] | 0 |  |  | 0
- | Tutup Mainhole, uk. 1200 x 1120 mm, meliputi : | 1 | unit | M.05 | Analisa Standar | 1500000 | 1500000 | 0.0039255 |  |  | 1500000
| Plat besi, tebal 2 mm | [6 empty] | 0 |  |  | 0
| Engsel bubut Ø 1/2" | [6 empty] | 0 |  |  | 0
| Pengait, menggunakan besi P10 mm | [6 empty] | 0 |  |  | 0
| Siku besi, uk. 100x50x5 mm (finishing zinchromate + cat besi) | [6 empty] | 0 |  |  | 0
| Siku besi, uk. 50x50x5 mm (finishing zinchromate + cat besi) | [6 empty] | 0 |  |  | 0
| Angkur baut Ø 6 x 65 mm | [6 empty] | 0 |  |  | 0
| Gembok | [6 empty] | 0 |  |  | 0
[8 empty] | 0 |  |  | 0
- | Balok B1, uk. 250 x 350 mm | [6 empty] | 0 |  |  | 0
| Bekisting untuk balok (3x pakai) | 1.85 | m2 | D.03.11 | Analisa Standar | 147164.8982 | 272255.0617 | 0.00071248 |  |  | 272255.0617
| Penulangan kolom, balok, ring balk, sloof, dan shearwall | 42.76 | Kg | D.01.1.2 | CK - 2.2.1.1.4a | 14729.1876 | 629820.0602 | 0.0016482 |  |  | 629820.0602
| Beton ready mix F'c 28 MPa | 0.15 | m3 | D.02.3.8 | Analisa Standar | 1289599.4336 | 193439.915 | 0.00050623 |  |  | 193439.915
[8 empty] | 0 |  |  | 0
- | Tangga maintenance - Besi D13 | 2.59 | Kg | D.01.1.4 | CK - 2.2.1.1.1a | 14729.1876 | 38148.5958 | 9.9834e-05 |  |  | 38148.5958
[8 empty] | 0 |  |  | 0
7 | Pekerjaan Pompa Kuras Air Limbah | [6 empty] | 0 |  |  | 0
- | Pompa Kuras Air Limbah (Terdiri dari 1 Pompa) | 1 | unit | P.01.6 | Analisa standar | 55779173.45 | 55779173.45 | 0.14597 |  |  | 55779173.45
| Tipe : Submersible pump | [6 empty] | 0 |  |  | 0
| Total head : 10 m | [6 empty] | 0 |  |  | 0
| Debit : 200 liter/menit | [6 empty] | 0 |  |  | 0
- | Pipa kuras - Pipa PVC AW Ø 2" | 3.5 | m1 | N.02.01.06 | CK - 6.4.1.6 | 52702.9491 | 184460.3217 | 0.00048273 |  |  | 184460.3217
[8 empty] | 0 |  |  | 0
8 | Sumur peresapan air limbah lab, meliputi : (2 unit) | [6 empty] | 0 |  |  | 0
- | Galian tanah sedalam 1 meter | 2.26 | m3 | B.01.01 | CK - 1.2.1.1.2 | 65955.45 | 149059.317 | 0.00039008 |  |  | 149059.317
- | Galian tanah sedalam 2 meter | 2.26 | m3 | B.01.02 | CK - 1.2.1.1.5 | 89034 | 201216.84 | 0.00052658 |  |  | 201216.84
- | Urugan pasir, tebal 100 mm | 1.61 | m3 | B.03.02 | CK - 1.3.1.3 | 240133.2818 | 386614.5837 | 0.0010118 |  |  | 386614.5837
- | Buis beton Ø 800 mm | 4 | m1 | P.05.10 | CK - 8.2.11 | 1465499.0228 | 5861996.0913 | 0.015341 |  |  | 5861996.0913
- | Batu koral | 0.4 | m3 | B.03.04 | CK - 1.3.2.2 | 298146.9618 | 119258.7847 | 0.0003121 |  |  | 119258.7847
- | Tahu beton, tebal 50 mm | 0.1 | m3 | D.02.1.1 | Analisa non standar | 1068870 | 106887 | 0.00027972 |  |  | 106887
- | Ijuk ikat, uk.100 x 200 x 400 mm | 0.4 | m3 | BN | Survey Pasar | 962362.5 | 384945 | 0.0010074 |  |  | 384945
- | Plat beton cover buis beton Ø 800 mm, tebal 80 mm (K-300) | 2 | bh | P.05.13 | CK - 8.2.7 | 437532.9673 | 875065.9345 | 0.00229 |  |  | 875065.9345
[8 empty] | 0 |  |  | 0
9 | Pekerjaan rumah blower, meliputi: | [6 empty] | 0 |  |  | 0
- | Urugan pasir, tebal 100 mm | 0.13 | m3 | B.03.02 | CK - 1.3.1.3 | 240133.2818 | 31217.3266 | 8.1695e-05 |  |  | 31217.3266
- | Peninggian lantai - Cor kosong, tebal 150 mm (camp. 1pc : 3ps : 5kr) | 0.13 | m3 | D.02.1.1 | Analisa non standar | 1068870 | 138953.1 | 0.00036364 |  |  | 138953.1
- | Pasangan dinding bata merah (1 pc : 6 ps) | 0.2 | m2 | C.02.02 | CK - 3.6.1.10 | 114691.2528 | 22938.2506 | 6.0029e-05 |  |  | 22938.2506
- | Plesteran dinding bata merah (1 pc : 6 ps) | 0.47 | m2 | C.02.05 | CK - 3.7.6 | 46613.1343 | 21908.1731 | 5.7333e-05 |  |  | 21908.1731
- | Acian dinding bata merah (1 pc : 6 ps) | 0.47 | m2 | C.02.07 | CK - 3.7.8 | 38370.4712 | 18034.1215 | 4.7195e-05 |  |  | 18034.1215
- | Siku besi, uk. 70 x 70 x 7 mm (finish zinchromate & cat besi) | 61.31 | kg | D.01.2.5 | Analisa standar | 24024.2614 | 1472927.4635 | 0.0038546 |  |  | 1472927.4635
- | Atap galvalum, tebal 0.35 mm (BMT) | 2.43 | m2 | E.31 | Analisa standar | 89994.9263 | 218687.6709 | 0.0005723 |  |  | 218687.6709
- | Kawat harmonika | 2.21 | m2 | E.04 | CK - 3.2.2 | 35000 | 77350 | 0.00020242 |  |  | 77350
[8 empty] | 0 |  |  | 0
C | PEKERJAAN INSTALASI AIR BEKAS | [6 empty] | 0 |  |  | 0
| Catatan : | [6 empty] | 0 |  |  | 0
| Instalasi pipa mencakup fitting, supporting, aksesoris, dan bobokan Pipa PVC AW standar working pressure 10 kg/cm2 Pipa PVC D standar working pressure 5 kg/cm2 | [6 empty] | 0 |  |  | 0
| LANTAI 01 | [6 empty] | 0 |  |  | 0
1 | Riser pipa air bekas - Pipa PVC AW Ø 4" | 4.2 | m1 | N.02.01.09 | CK - 6.4.1.9 | 178017.1048 | 747671.8401 | 0.0019566 |  |  | 747671.8401
2 | Pipa air bekas - Pipa PVC AW Ø 1-1/4'' | 21.97 | m1 | N.02.01.04 | CK - 6.4.1.4 | 40367.786 | 886880.2588 | 0.0023209 |  |  | 886880.2588
3 | Pipa air bekas - Pipa PVC AW Ø 2'' | 3.82 | m1 | N.02.01.06 | CK - 6.4.1.6 | 52702.9491 | 201325.2654 | 0.00052686 |  |  | 201325.2654
4 | Pipa air bekas - Pipa PVC AW Ø 3" | 49.34 | m1 | N.02.01.08 | CK - 6.4.1.8 | 98014.9079 | 4836055.5533 | 0.012656 |  |  | 4836055.5533
5 | Pipa air bekas - Pipa PVC AW Ø 4" | 26.28 | m1 | N.02.01.09 | CK - 6.4.1.9 | 178017.1048 | 4678289.514 | 0.012243 |  |  | 4678289.514
6 | Clean out stainless steel Ø 3" | 4 | bh | O.03.3 | CK - 6.5.12.3 | 314852.4167 | 1259409.6669 | 0.0032958 |  |  | 1259409.6669
7 | Grease trap portable, kapasitas 30 liter | 1 | unit | Q.04 | Analisa standar | 711854.5926 | 711854.5926 | 0.0018629 |  |  | 711854.5926
[8 empty] | 0 |  |  | 0
8 | Pekerjaan galian jalur pipa, meliputi: | [6 empty] | 0 |  |  | 0
- | Galian tanah sedalam 1 meter | 20.65 | m3 | B.01.01 | CK - 1.2.1.1.2 | 65955.45 | 1361980.0425 | 0.0035643 |  |  | 1361980.0425
- | Urugan pasir, tebal 50 mm | 1.6 | m3 | B.03.02 | CK - 1.3.1.3 | 240133.2818 | 384213.2509 | 0.0010055 |  |  | 384213.2509
- | Urugan tanah kembali bekas galian + pemadatan | 19.05 | m3 | B.03.07 | Analisa Standar | 72958.3716 | 1389856.9791 | 0.0036372 |  |  | 1389856.9791
[8 empty] | 0 |  |  | 0
9 | Sumur peresapan air bekas, meliputi : (4 unit) | [6 empty] | 0 |  |  | 0
- | Galian tanah sedalam 1 meter | 4.52 | m3 | B.01.01 | CK - 1.2.1.1.2 | 65955.45 | 298118.634 | 0.00078017 |  |  | 298118.634
- | Galian tanah sedalam 2 meter | 4.52 | m3 | B.01.02 | CK - 1.2.1.1.5 | 89034 | 402433.68 | 0.0010532 |  |  | 402433.68
- | Urugan pasir, tebal 100 mm | 3.22 | m3 | B.03.02 | CK - 1.3.1.3 | 240133.2818 | 773229.1674 | 0.0020235 |  |  | 773229.1674
- | Buis beton Ø 800 mm | 8 | m1 | P.05.10 | CK - 8.2.11 | 1465499.0228 | 11723992.1827 | 0.030681 |  |  | 11723992.1827
- | Batu koral | 0.7 | m3 | B.03.04 | CK - 1.3.2.2 | 298146.9618 | 208702.8733 | 0.00054617 |  |  | 208702.8733
- | Tahu beton, tebal 50 mm | 0.1 | m3 | D.02.1.1 | Analisa non standar | 1068870 | 106887 | 0.00027972 |  |  | 106887
- | Ijuk ikat, uk.100 x 200 x 400 mm | 0.7 | m3 | BN | Survey Pasar | 962362.5 | 673653.75 | 0.0017629 |  |  | 673653.75
- | Plat beton cover buis beton Ø 800 mm, tebal 80 mm (K-300) | 4 | bh | P.05.13 | CK - 8.2.7 | 437532.9673 | 1750131.869 | 0.00458 |  |  | 1750131.869
[8 empty] | 0 |  |  | 0
- | Plat beton penutup, tebal 200 mm | [6 empty] | 0 |  |  | 0
| Bekisting untuk plat lantai (3x pakai) | 3.15 | m2 | D.03.12 | Analisa Standar | 145741.9945 | 459087.2825 | 0.0012014 |  |  | 459087.2825
| Besi tulangan | 93.23 | Kg | D.01.1.4 | CK - 2.2.1.1.1a | 14729.1876 | 1373202.1566 | 0.0035936 |  |  | 1373202.1566
| Beton (camp. 1pc : 2ps : 3kr) | 0.63 | m3 | D.02.1.2 | CK - 2.2.1.5.2 | 1068870 | 673388.1 | 0.0017622 |  |  | 673388.1
[8 empty] | 0 |  |  | 0
| LANTAI 02 | [6 empty] | 0 |  |  | 0
1 | Riser pipa air bekas - Pipa PVC AW Ø 4" | 4.2 | m1 | N.02.01.09 | CK - 6.4.1.9 | 178017.1048 | 747671.8401 | 0.0019566 |  |  | 747671.8401
2 | Pipa air bekas - Pipa PVC AW Ø 3" | 37.51 | m1 | N.02.01.08 | CK - 6.4.1.8 | 98014.9079 | 3676539.1935 | 0.0096214 |  |  | 3676539.1935
[8 empty] | 0 |  |  | 0
| LANTAI 03 | [6 empty] | 0 |  |  | 0
1 | Riser pipa air bekas - Pipa PVC AW Ø 4" | 4.2 | m1 | N.02.01.09 | CK - 6.4.1.9 | 178017.1048 | 747671.8401 | 0.0019566 |  |  | 747671.8401
[8 empty] | 0 |  |  | 0
| LANTAI ATAP | [6 empty] | 0 |  |  | 0
1 | Riser pipa vent - Pipa PVC D Ø 2" | 1.5 | m1 | N.04.01 | CK - 6.4.1.19 | 42222.5107 | 63333.766 | 0.00016574 |  |  | 63333.766
2 | Pipa vent - Pipa PVC D Ø 2" | 1.5 | m1 | N.04.01 | CK - 6.4.1.19 | 42222.5107 | 63333.766 | 0.00016574 |  |  | 63333.766
3 | Vent cup BJLS Ø 2" | 1 | unit | N.14.08 | CK - 6.5.15.1 | 102448.1274 | 102448.1274 | 0.0002681 |  |  | 102448.1274
[8 empty] | 0 |  |  | 0
D | PEKERJAAN INSTALASI AIR KOTOR | [6 empty] | 0 |  |  | 0
| Catatan : | [6 empty] | 0 |  |  | 0
| Instalasi pipa mencakup fitting, supporting, aksesoris, dan bobokan Pipa PVC AW standar working pressure 10 kg/cm2 Pipa PVC D standar working pressure 5 kg/cm2 | [6 empty] | 0 |  |  | 0
| LANTAI 01 | [6 empty] | 0 |  |  | 0
1 | Riser pipa air kotor - Pipa PVC AW Ø 4" | 4.2 | m1 | N.02.01.09 | CK - 6.4.1.9 | 178017.1048 | 747671.8401 | 0.0019566 |  |  | 747671.8401
2 | Pipa air kotor - Pipa PVC AW Ø 2" | 14.82 | m1 | N.02.01.06 | CK - 6.4.1.6 | 52702.9491 | 781057.7052 | 0.002044 |  |  | 781057.7052
3 | Pipa air kotor - Pipa PVC AW Ø 4" | 37.49 | m1 | N.02.01.09 | CK - 6.4.1.9 | 178017.1048 | 6673861.2588 | 0.017465 |  |  | 6673861.2588
4 | Pipa air kotor - Pipa PVC AW Ø 6" | 17.1 | m1 | N.02.01.10 | CK - 6.4.1.11 | 345482.5752 | 5907752.0367 | 0.01546 |  |  | 5907752.0367
5 | Clean out stainless steel Ø 4" | 3 | bh | O.03.4 | CK - 6.5.12.4 | 372855.9513 | 1118567.854 | 0.0029273 |  |  | 1118567.854
[8 empty] | 0 |  |  | 0
6 | Pekerjaan galian jalur pipa, meliputi: | [6 empty] | 0 |  |  | 0
- | Galian tanah sedalam 1 meter | 14.2 | m3 | B.01.01 | CK - 1.2.1.1.2 | 65955.45 | 936567.39 | 0.002451 |  |  | 936567.39
- | Urugan pasir, tebal 50 mm | 1.1 | m3 | B.03.02 | CK - 1.3.1.3 | 240133.2818 | 264146.61 | 0.00069126 |  |  | 264146.61
- | Urugan tanah kembali bekas galian + pemadatan | 13.1 | m3 | B.03.07 | Analisa Standar | 72958.3716 | 955754.6681 | 0.0025012 |  |  | 955754.6681
[8 empty] | 0 |  |  | 0
7 | Sewage treatment plat, kapasitas 40 m3, meliputi : | 1 | unit | Q.02 | Analisa standar | 349255688.375 | 349255688.375 | 0.91399 |  |  | 349255688.375
| Separation chamber | [6 empty] | 0 |  |  | 0
| Anaerobic contact media 1st | [6 empty] | 0 |  |  | 0
| Pipa Equalisasi | [6 empty] | 0 |  |  | 0
| Aerobic contact media 1st | [6 empty] | 0 |  |  | 0
| Aerobic contact media 2nd | [6 empty] | 0 |  |  | 0
| Dezpartical | [6 empty] | 0 |  |  | 0
| Air fan diffuser | [6 empty] | 0 |  |  | 0
| Airlift pipe | [6 empty] | 0 |  |  | 0
| Disinfectan box | [6 empty] | 0 |  |  | 0
| Chlorine set | [6 empty] | 0 |  |  | 0
| Wire ropes+clamp (pengikat tangki) | [6 empty] | 0 |  |  | 0
| Manholes | [6 empty] | 0 |  |  | 0
| Control panel wall/stand type | [6 empty] | 0 |  |  | 0
| Aeration blower | [6 empty] | 0 |  |  | 0
| Dezparticalization blower | [6 empty] | 0 |  |  | 0
| Airlift blower | [6 empty] | 0 |  |  | 0
| Submersible effluent pump ( 2 unit ) | [6 empty] | 0 |  |  | 0
| Float Switch | [6 empty] | 0 |  |  | 0
| Test laboratory (BOD, COD, TSS, PH) | [6 empty] | 0 |  |  | 0
| Instalasi pipa PVC AW untuk blower dan proteksi kabel | [6 empty] | 0 |  |  | 0
| Instalasi listrik dari control panel menuju blower & pompa | [6 empty] | 0 |  |  | 0
[8 empty] | 0 |  |  | 0
8 | Pekerjaan rumah STP, meliputi : | [6 empty] | 0 |  |  | 0
- | Galian tanah, sedalam 1 m | 40 | m3 | B.01.01 | CK - 1.2.1.1.2 | 65955.45 | 2638218 | 0.0069041 |  |  | 2638218
- | Galian tanah, sedalam 2 m | 40 | m3 | B.01.02 | CK - 1.2.1.1.5 | 79076.25 | 3163050 | 0.0082776 |  |  | 3163050
- | Galian tanah, sedalam 3 m | 40 | m3 | B.01.03 | CK - 1.2.1.1.7 | 89034 | 3561360 | 0.00932 |  |  | 3561360
- | Galian tanah, sedalam 4 m | 7.6 | m3 | B.01.05 | Analisa standar | 97820.25 | 743433.9 | 0.0019455 |  |  | 743433.9
- | Urugan pasir, tebal 100 mm | 4 | m3 | B.03.02 | CK - 1.3.1.3 | 240133.2818 | 960533.1273 | 0.0025137 |  |  | 960533.1273
- | Urugan pasir pengisi rumah STP | 177.91 | m3 | B.03.02 | CK - 1.3.1.3 | 240133.2818 | 42722112.1677 | 0.1118 |  |  | 42722112.1677
- | Rabat beton, tebal 100 mm (camp. 1pc:3ps:5kr) | 4 | m3 | D.02.1.1 | Analisa non standar | 1068870 | 4275480 | 0.011189 |  |  | 4275480
- | Urugan kembali tanah bekas galian & pemadatan | 16.61 | m3 | B.03.07 | Analisa Standar | 72958.3716 | 1211838.5524 | 0.0031713 |  |  | 1211838.5524
[8 empty] | 0 |  |  | 0
8 | Sumur peresapan air kotor, meliputi : (3 unit) | [6 empty] | 0 |  |  | 0
- | Galian tanah sedalam 1 meter | 3.39 | m3 | B.01.01 | CK - 1.2.1.1.2 | 65955.45 | 223588.9755 | 0.00058513 |  |  | 223588.9755
- | Galian tanah sedalam 2 meter | 3.39 | m3 | B.01.02 | CK - 1.2.1.1.5 | 79076.25 | 268068.4875 | 0.00070153 |  |  | 268068.4875
- | Urugan pasir, tebal 100 mm | 2.41 | m3 | B.03.02 | CK - 1.3.1.3 | 240133.2818 | 578721.2092 | 0.0015145 |  |  | 578721.2092
- | Buis beton Ø 800 mm | 6 | m1 | P.05.10 | CK - 8.2.11 | 1465499.0228 | 8792994.137 | 0.023011 |  |  | 8792994.137
- | Batu koral | 0.6 | m3 | B.03.04 | CK - 1.3.2.2 | 298146.9618 | 178888.1771 | 0.00046815 |  |  | 178888.1771
- | Tahu beton, tebal 50 mm | 0.1 | m3 | D.02.1.1 | Analisa non standar | 1068870 | 106887 | 0.00027972 |  |  | 106887
- | Ijuk ikat, uk.100 x 200 x 400 mm | 0.5 | m3 | BN | Survey Pasar | 962362.5 | 481181.25 | 0.0012592 |  |  | 481181.25
- | Plat beton cover buis beton Ø 800 mm, tebal 80 mm (K-300) | 4 | bh | P.05.13 | CK - 8.2.7 | 437532.9673 | 1750131.869 | 0.00458 |  |  | 1750131.869
[8 empty] | 0 |  |  | 0
9 | Pekerjaan rumah blower, meliputi: | [6 empty] | 0 |  |  | 0
- | Urugan pasir, tebal 100 mm | 0.13 | m3 | B.03.02 | CK - 1.3.1.3 | 240133.2818 | 31217.3266 | 8.1695e-05 |  |  | 31217.3266
- | Peninggian lantai - Cor kosong, tebal 150 mm (camp. 1pc : 3ps : 5kr) | 0.13 | m3 | D.02.1.1 | Analisa non standar | 1068870 | 138953.1 | 0.00036364 |  |  | 138953.1
- | Pasangan dinding bata merah (1 pc : 6 ps) | 0.2 | m2 | C.02.02 | CK - 3.6.1.10 | 114691.2528 | 22938.2506 | 6.0029e-05 |  |  | 22938.2506
- | Plesteran dinding bata merah (1 pc : 6 ps) | 0.47 | m2 | C.02.05 | CK - 3.7.6 | 46613.1343 | 21908.1731 | 5.7333e-05 |  |  | 21908.1731
- | Acian dinding bata merah (1 pc : 6 ps) | 0.47 | m2 | C.02.07 | CK - 3.7.8 | 38370.4712 | 18034.1215 | 4.7195e-05 |  |  | 18034.1215
- | Siku besi, uk. 70 x 70 x 7 mm (finish zinchromate & cat besi) | 61.31 | kg | D.01.2.5 | Analisa standar | 24024.2614 | 1472927.4635 | 0.0038546 |  |  | 1472927.4635
- | Atap galvalum, tebal 0.35 mm (BMT) | 2.43 | m2 | E.31 | Analisa standar | 89994.9263 | 218687.6709 | 0.0005723 |  |  | 218687.6709
- | Kawat harmonika | 2.21 | m2 | E.04 | CK - 3.2.2 | 35000 | 77350 | 0.00020242 |  |  | 77350
[8 empty] | 0 |  |  | 0
| LANTAI 02 | [6 empty] | 0 |  |  | 0
1 | Riser pipa air kotor - Pipa PVC AW Ø 4" | 4.2 | m1 | N.02.01.09 | CK - 6.4.1.9 | 178017.1048 | 747671.8401 | 0.0019566 |  |  | 747671.8401
2 | Pipa air kotor - Pipa PVC AW Ø 2" | 7.36 | m1 | N.02.01.06 | CK - 6.4.1.6 | 52702.9491 | 387893.7051 | 0.0010151 |  |  | 387893.7051
3 | Pipa air kotor - Pipa PVC AW Ø 4" | 27.71 | m1 | N.02.01.09 | CK - 6.4.1.9 | 178017.1048 | 4932853.9739 | 0.012909 |  |  | 4932853.9739
[8 empty] | 0 |  |  | 0
| LANTAI 03 | [6 empty] | 0 |  |  | 0
1 | Riser pipa air kotor - Pipa PVC AW Ø 4" | 4.2 | m1 | N.02.01.09 | CK - 6.4.1.9 | 178017.1048 | 747671.8401 | 0.0019566 |  |  | 747671.8401
[8 empty] | 0 |  |  | 0
| LANTAI ATAP | [6 empty] | 0 |  |  | 0
1 | Riser pipa vent - Pipa PVC D Ø 2" | 1.5 | m1 | N.04.01 | CK - 6.4.1.19 | 42222.5107 | 63333.766 | 0.00016574 |  |  | 63333.766
2 | Pipa vent - Pipa PVC D Ø 2" | 1.5 | m1 | N.04.01 | CK - 6.4.1.19 | 42222.5107 | 63333.766 | 0.00016574 |  |  | 63333.766
3 | Vent cup BJLS Ø 2" | 1 | unit | N.14.08 | CK - 6.5.15.1 | 102448.1274 | 102448.1274 | 0.0002681 |  |  | 102448.1274
[8 empty] | 0 |  |  | 0
E | PEKERJAAN INSTALASI PIPA VENT | [6 empty] | 0 |  |  | 0
| Catatan : | [6 empty] | 0 |  |  | 0
| Instalasi pipa mencakup fitting, supporting, aksesoris, dan bobokan Pipa PVC AW standar working pressure 10 kg/cm2 Pipa PVC D standar working pressure 5 kg/cm2 | [6 empty] | 0 |  |  | 0
| LANTAI 01 | [6 empty] | 0 |  |  | 0
1 | Riser pipa vent - Pipa PVC D Ø 2" | 1.26 | m1 | N.04.01 | CK - 6.4.1.19 | 42222.5107 | 53200.3634 | 0.00013922 |  |  | 53200.3634
2 | Pipa vent - Pipa PVC D Ø 1-1/4" | 176.33 | m1 | N.04.00 | CK - 6.4.1.17 | 40257.786 | 7098655.4084 | 0.018577 |  |  | 7098655.4084
3 | Pipa vent - Pipa PVC D Ø 2" | 46.95 | m1 | N.04.01 | CK - 6.4.1.19 | 42222.5107 | 1982346.876 | 0.0051877 |  |  | 1982346.876
[8 empty] | 0 |  |  | 0
| LANTAI 02 | [6 empty] | 0 |  |  | 0
1 | Riser pipa vent - Pipa PVC D Ø 2" | 4.5 | m1 | N.04.01 | CK - 6.4.1.19 | 42222.5107 | 190001.298 | 0.00049723 |  |  | 190001.298
[8 empty] | 0 |  |  | 0
| LANTAI 03 | [6 empty] | 0 |  |  | 0
1 | Riser pipa vent - Pipa PVC D Ø 2" | 4.5 | m1 | N.04.01 | CK - 6.4.1.19 | 49512.98 | 222808.41 | 0.00058308 |  |  | 222808.41
[8 empty] | 0 |  |  | 0
| LANTAI ATAP | [6 empty] | 0 |  |  | 0
1 | Riser pipa vent - Pipa PVC D Ø 2" | 1.58 | m1 | N.04.01 | CK - 6.4.1.19 | 49512.98 | 78230.5084 | 0.00020473 |  |  | 78230.5084
2 | Pipa vent - Pipa PVC D Ø 2" | 1.58 | m1 | N.04.01 | CK - 6.4.1.19 | 49512.98 | 78230.5084 | 0.00020473 |  |  | 78230.5084
3 | Vent cup BJLS Ø 2" | 1 | unit | N.14.08 | CK - 6.5.15.1 | 102448.1274 | 102448.1274 | 0.0002681 |  |  | 102448.1274
[8 empty] | 0 |  |  | 0
F | PERALATAN SANITER | [6 empty] | 0 |  |  | 0
| LANTAI 01 | [6 empty] | 0 |  |  | 0
1 | Kran Ø 1/2" | 11 | bh | O.04.1 | CK - 3.18.6.2.1 | 201411.8997 | 2215530.8972 | 0.005798 |  |  | 2215530.8972
2 | Kran lingkungan Ø 1/2" | 7 | bh | O.04.2 | CK - 3.18.6.2.1 | 220115.8573 | 1540811.0012 | 0.0040323 |  |  | 1540811.0012
3 | Floordrain | 45 | bh | O.03.2 | CK - 3.18.6.1 | 298201.9934 | 13419089.7019 | 0.035117 |  |  | 13419089.7019
4 | Wastafel dinding, meliputi : | 1 | unit | O.01.2 | CK - 3.18.1.1 | 875029.432 | 875029.432 | 0.0022899 |  |  | 875029.432
| Wall hung lavatory | [6 empty] | 0 |  |  | 0
| Kran Washtafel | [6 empty] | 0 |  |  | 0
| P-Trap for Lavatory | [6 empty] | 0 |  |  | 0
| Stop valve w/ flexible hose | [6 empty] | 0 |  |  | 0
| Hangers & Screws | [6 empty] | 0 |  |  | 0
[8 empty] | 0 |  |  | 0
5 | Wastafel meja, meliputi : | 6 | set | O.01.1 | CK - 3.18.1.1 | 1226169.7677 | 7357018.6064 | 0.019253 |  |  | 7357018.6064
| Self rimming lavatory | [6 empty] | 0 |  |  | 0
| Kran wastafel | [6 empty] | 0 |  |  | 0
| P-Trap for lavatory | [6 empty] | 0 |  |  | 0
| Stop valve w/ flexible hose | [6 empty] | 0 |  |  | 0
[8 empty] | 0 |  |  | 0
6 | Kloset duduk anak, meliputi : | 1 | unit | O.02.3 | CK - 3.18.3.1 | 1306657.6875 | 1306657.6875 | 0.0034195 |  |  | 1306657.6875
| Single bowl toilet | [6 empty] | 0 |  |  | 0
| Installation fitting set (flexible hose, 2 outlet stop valve,floor flange/gasket, screws) | [6 empty] | 0 |  |  | 0
| Dual flush tank-trim | [6 empty] | 0 |  |  | 0
| Tank cover | [6 empty] | 0 |  |  | 0
| Plastic seat & cover | [6 empty] | 0 |  |  | 0
[8 empty] | 0 |  |  | 0
6 | Kloset duduk non difabel, meliputi : | 4 | unit | O.02.2 | CK - 3.18.3.1 | 1339742.5181 | 5358970.0725 | 0.014024 |  |  | 5358970.0725
| Single bowl toilet | [6 empty] | 0 |  |  | 0
| Installation fitting set (flexible hose, 2 outlet stop valve,floor flange/gasket, screws) | [6 empty] | 0 |  |  | 0
| Dual flush tank-trim | [6 empty] | 0 |  |  | 0
| Tank cover | [6 empty] | 0 |  |  | 0
| Plastic seat & cover | [6 empty] | 0 |  |  | 0
[8 empty] | 0 |  |  | 0
7 | Kloset duduk difabel, meliputi : | 1 | unit | O.02.1 | CK - 3.18.3.1 | 1663973.8583 | 1663973.8583 | 0.0043546 |  |  | 1663973.8583
| Single bowl toilet (for the disable) | [6 empty] | 0 |  |  | 0
| Installation fitting set (flexible hose, 2 outlet stop valve,floor flange/gasket, screws) | [6 empty] | 0 |  |  | 0
| Dual flush tank-trim | [6 empty] | 0 |  |  | 0
| Tank cover | [6 empty] | 0 |  |  | 0
| Plastic seat & cover | [6 empty] | 0 |  |  | 0
[8 empty] | 0 |  |  | 0
8 | Kloset jongkok | 4 | unit | O.02.4 | CK - 3.18.3.2 | 453315.844 | 1813263.3762 | 0.0047453 |  |  | 1813263.3762
[8 empty] | 0 |  |  | 0
9 | Urinoir, meliputi : | 3 | unit | O.02.5 | CK - 3.18.4.1 | 1358224.3417 | 4074673.025 | 0.010663 |  |  | 4074673.025
| Urinal | [6 empty] | 0 |  |  | 0
| Urinal flushing system | [6 empty] | 0 |  |  | 0
| Installation fitting set (flexible hose, wall flange/connector set, screws) | [6 empty] | 0 |  |  | 0
| Hangers & screw | [6 empty] | 0 |  |  | 0
| Mika penyekat urinoir | [6 empty] | 0 |  |  | 0
[8 empty] | 0 |  |  | 0
10 | Jet washer, meliputi : | 5 | bh | O.04.3 | CK - 3.18.6.3 | 207352.8891 | 1036764.4457 | 0.0027132 |  |  | 1036764.4457
| Shower spray / jet shower | [6 empty] | 0 |  |  | 0
| Flexible hose (valve menjadi satu dengan kloset) | [6 empty] | 0 |  |  | 0
| Hangers & screw | [6 empty] | 0 |  |  | 0
[8 empty] | 0 |  |  | 0
11 | Laboratorium sink 1 lubang + kran (tanpa area pengering) | 24 | unit | O.01.4 | CK - 3.18.2.1 | 1676744.0261 | 40241856.6264 | 0.10531 |  |  | 40241856.6264
| Sink polypropilene polimer | [6 empty] | 0 |  |  | 0
| Kran sink Ø 1/2" | [6 empty] | 0 |  |  | 0
| Drainer / avur | [6 empty] | 0 |  |  | 0
| Bottle trap | [6 empty] | 0 |  |  | 0
| Selang / flexible hose | [6 empty] | 0 |  |  | 0
[8 empty] | 0 |  |  | 0
12 | Kitchen sink 1 lubang + kran (dengan area pengering) | 1 | unit | O.01.3 | CK - 3.18.2.1 | 572195.9274 | 572195.9274 | 0.0014974 |  |  | 572195.9274
| Sink stainless steel SS 430 | [6 empty] | 0 |  |  | 0
| Kran sink Ø 1/2" | [6 empty] | 0 |  |  | 0
| Drainer / avur | [6 empty] | 0 |  |  | 0
| Selang / flexible hose | [6 empty] | 0 |  |  | 0
[8 empty] | 0 |  |  | 0
13 | Sekat urinoir (lengkap dengan screws dan hanger) | 3 | bh | O.02.6 | CK - 3.18.4.2 | 752110.0454 | 2256330.1363 | 0.0059047 |  |  | 2256330.1363
14 | Kaca cermin tebal 5 mm, uk. 600 mm x 900 mm (lengkap dengan screw & hanger) | 7 | unit | O.05.2 | Analisa non standar | 68008.732 | 476061.1239 | 0.0012458 |  |  | 476061.1239
15 | Pegangan stainless steel | 2 | bh | O.05.1 | CK - 3.18.6.6 | 168068.3263 | 336136.6525 | 0.00087966 |  |  | 336136.6525
16 | Emergency eye wash (dengan pedal) | 3 | unit | O.04.4 | CK - 3.18.6.9 | 3060740.9579 | 9182222.8738 | 0.02403 |  |  | 9182222.8738
[8 empty] | 0 |  |  | 0
G | PEKERJAAN SALURAN KELILING | [6 empty] | 0 |  |  | 0
1 | Pekerjaan saluran gedung dengan menggunakan U-Ditch & Box Culvert, meliputi : | [6 empty] | 0 |  |  | 0
- | Galian tanah saluran sampai 1 m | 202.86 | m3 | B.01.01 | CK - 1.2.1.1.2 | 65955.45 | 13379722.587 | 0.035014 |  |  | 13379722.587
- | Galian tanah saluran sampai 2 m | 21.24 | m3 | B.01.02 | CK - 1.2.1.1.5 | 79076.25 | 1679579.55 | 0.0043954 |  |  | 1679579.55
- | Urugan tanah kembali bekas galian+pemadatan | 12.58 | m3 | B.03.07 | Analisa Standar | 72958.3716 | 917816.3148 | 0.0024019 |  |  | 917816.3148
- | Cor kosong peninggian elevasi tutup beton (camp. 1pc : 3ps : 5kr) | 4.04 | m3 | D.02.1.1 | Analisa non standar | 1086667.0105 | 4390134.7224 | 0.011489 |  |  | 4390134.7224
- | Saluran U-Ditch,500 x 700 x 1200 mm (termasuk lantai kerja & urugan pasir) | 205.95 | m' | P.05.05 | CK - 8.1.2.8 | 706255.4664 | 145453313.3069 | 0.38065 |  |  | 145453313.3069
- | Saluran Box Culvert,600 x 600 x 1000 mm (termasuk lantai kerja & urugan pasir) | 14.36 | m1 | P.05.11 | CK - 8.3.1.3 | 485177.0887 | 6967142.9935 | 0.018233 |  |  | 6967142.9935
- | Nat sambungan antar U-Ditch & Box Culvert | 454.44 | m1 | C.03.02 | Analisa Standar | 5065.6349 | 2302027.1363 | 0.0060243 |  |  | 2302027.1363
- | Penutup saluran U-ditch 500 x 600 mm | 171.33 | m' | P.05.07 | CK - 8.1.3.7 | 256737.5787 | 43986849.3534 | 0.11511 |  |  | 43986849.3534
- | Grille penutup saluran U-ditch - Siku besi, uk. 70x70x6 mm (finishing zinchromate + cat besi) | 23 | unit | P.05.08 | Analisa non Standar | 1561489.5264 | 35914259.107 | 0.093987 |  |  | 35914259.107
[8 empty] | 0 |  |  | 0
2 | Pekerjaan saluran DPT dengan menggunakan U-Ditch, meliputi : | [6 empty] | 0 |  |  | 0
- | Galian tanah saluran sampai 1 m | 278.66 | m3 | B.01.01 | CK - 1.2.1.1.2 | 65955.45 | 18379145.697 | 0.048098 |  |  | 18379145.697
- | Galian tanah saluran sampai 2 m | 55.73 | m3 | B.01.02 | CK - 1.2.1.1.5 | 79076.25 | 4406919.4125 | 0.011533 |  |  | 4406919.4125
- | Urugan tanah kembali bekas galian+pemadatan | 66.34 | m3 | B.03.07 | Analisa Standar | 72958.3716 | 4840058.3725 | 0.012666 |  |  | 4840058.3725
- | Cor kosong peninggian elevasi tutup beton (camp. 1pc : 3ps : 5kr) | 5.94 | m3 | D.02.1.1 | Analisa non standar | 1086667.0105 | 6454802.0424 | 0.016892 |  |  | 6454802.0424
- | Saluran U-Ditch,500 x 700 x 1200 mm | 302.94 | m' | P.05.05 | CK - 8.1.2.8 | 706255.4664 | 213953030.9939 | 0.55991 |  |  | 213953030.9939
- | Nat sambungan antar uditch | 601.38 | m1 | C.03.02 | Analisa Standar | 5065.6349 | 3046371.5325 | 0.0079723 |  |  | 3046371.5325
- | Penutup saluran U-ditch 500 x 600 mm | 190.21 | m' | P.05.07 | CK - 8.1.3.7 | 256737.5787 | 48834054.8387 | 0.1278 |  |  | 48834054.8387
[8 empty] | 0 |  |  | 0
3 | Bak kontrol saluran gedung, uk. 600 x 600 mm | 22 | unit | P.05.03 | Analisa non standar | 824542.6998 | 18139939.3962 | 0.047472 |  |  | 18139939.3962
4 | Bak kontrol saluran DPT, uk. 600 x 600 mm | 32 | unit | P.05.03 | Analisa non standar | 824542.6998 | 26385366.3944 | 0.06905 |  |  | 26385366.3944
[8 empty] | 0 |  |  | 0
5 | Sumur peresapan air hujan (15 unit), meliputi : | [6 empty] | 0 |  |  | 0
- | Galian tanah sedalam 1 meter | 16.96 | m3 | B.01.01 | CK - 1.2.1.1.2 | 65955.45 | 1118604.432 | 0.0029274 |  |  | 1118604.432
- | Galian tanah sedalam 2 meter | 16.96 | m3 | B.01.02 | CK - 1.2.1.1.5 | 79076.25 | 1341133.2 | 0.0035097 |  |  | 1341133.2
- | Urugan pasir, tebal 100 mm | 12.06 | m3 | B.03.02 | CK - 1.3.1.3 | 240133.2818 | 2896007.3787 | 0.0075788 |  |  | 2896007.3787
- | Buis beton Ø 800 mm | 30 | m1 | P.05.10 | CK - 8.2.11 | 1465499.0228 | 43964970.685 | 0.11506 |  |  | 43964970.685
- | Batu koral | 2.7 | m3 | B.03.04 | CK - 1.3.2.2 | 298146.9618 | 804996.797 | 0.0021067 |  |  | 804996.797
- | Tahu beton, tebal 50 mm | 0.1 | m3 | D.02.1.1 | Analisa non standar | 1068870 | 106887 | 0.00027972 |  |  | 106887
- | Ijuk ikat, uk.100 x 200 x 400 mm | 2.4 | m3 | BN | Survey Pasar | 962362.5 | 2309670 | 0.0060443 |  |  | 2309670
- | Plat beton cover buis beton Ø 800 mm, tebal 80 mm (K-300) | 15 | bh | P.05.13 | CK - 8.2.7 | 437532.9673 | 6562994.5088 | 0.017175 |  |  | 6562994.5088
[8 empty] | 0 |  |  | 0
6 | Pipa overflow SRAH - Pipa PVC AW Ø 4" | 126.65 | m1 | N.02.01.09 | CK - 6.4.1.9 | 178017.1048 | 22545866.3224 | 0.059002 |  |  | 22545866.3224
[8 empty] | 0 |  |  | 0
H | PEKERJAAN INSTALASI AIR HUJAN | [6 empty] | 0 |  |  | 0
| Catatan : | [6 empty] | 0 |  |  | 0
| Instalasi pipa mencakup fitting, supporting, aksesoris, galian dan bobokan Pipa PVC AW standar working pressure 10 kg/cm2 Pipa PVC D standar working pressure 5 kg/cm2 | [6 empty] | 0 |  |  | 0
| LANTAI 01 | [6 empty] | 0 |  |  | 0
1 | Riser pipa air hujan - Pipa PVC D Ø 4" | 159.6 | m1 | N.04.03 | CK - 6.4.1.22 | 110279.2226 | 17600563.9228 | 0.04606 |  |  | 17600563.9228
2 | Pipa air hujan - Pipa PVC D Ø 4" | 102.52 | m1 | N.04.03 | CK - 6.4.1.22 | 110279.2226 | 11305825.8983 | 0.029587 |  |  | 11305825.8983
[8 empty] | 0 |  |  | 0
3 | Pekerjaan galian jalur pipa, meliputi: | [6 empty] | 0 |  |  | 0
- | Galian tanah sedalam 1 meter | 26.66 | m3 | B.01.01 | CK - 1.2.1.1.2 | 65955.45 | 1758372.297 | 0.0046016 |  |  | 1758372.297
- | Urugan pasir, tebal 50 mm | 2.05 | m3 | B.03.02 | CK - 1.3.1.3 | 240133.2818 | 492273.2277 | 0.0012883 |  |  | 492273.2277
- | Urugan tanah kembali bekas galian + pemadatan | 24.61 | m3 | B.03.07 | Analisa Standar | 72958.3716 | 1795505.5253 | 0.0046988 |  |  | 1795505.5253
[8 empty] | 0 |  |  | 0
| LANTAI 2 | [6 empty] | 0 |  |  | 0
1 | Riser pipa air hujan - Pipa PVC D Ø 4" | 159.6 | m1 | N.04.03 | CK - 6.4.1.22 | 110279.2226 | 17600563.9228 | 0.04606 |  |  | 17600563.9228
2 | Pipa air hujan - Pipa PVC D Ø 4" | 13.18 | m1 | N.04.03 | CK - 6.4.1.22 | 110279.2226 | 1453480.1535 | 0.0038037 |  |  | 1453480.1535
3 | Roofdrain Ø 4" | 11 | bh | O.03.1 | CK - 6.5.13.4 | 426466.5831 | 4691132.4144 | 0.012277 |  |  | 4691132.4144
4 | Gutter air hujan 200 x 50 mm | 259.99 | m' | C.03.05 | Analisa non standar | 34517.3655 | 8974169.8472 | 0.023485 |  |  | 8974169.8472
[8 empty] | 0 |  |  | 0
| LANTAI 3 | [6 empty] | 0 |  |  | 0
1 | Riser pipa air hujan - Pipa PVC D Ø 4" | 159.6 | m1 | N.04.03 | CK - 6.4.1.22 | 110279.2226 | 17600563.9228 | 0.04606 |  |  | 17600563.9228
2 | Pipa air hujan - Pipa PVC D Ø 4" | 12.5 | m1 | N.04.03 | CK - 6.4.1.22 | 110279.2226 | 1378490.2822 | 0.0036075 |  |  | 1378490.2822
3 | Roofdrain Ø 4" | 11 | bh | O.03.1 | CK - 6.5.13.4 | 426466.5831 | 4691132.4144 | 0.012277 |  |  | 4691132.4144
4 | Gutter air hujan 200 x 50 mm | 259.99 | m' | C.03.05 | Analisa non standar | 34517.3655 | 8974169.8472 | 0.023485 |  |  | 8974169.8472
[8 empty] | 0 |  |  | 0
| LANTAI ATAP | [6 empty] | 0 |  |  | 0
1 | Pipa air hujan - Pipa PVC D Ø 2" | 6 | m1 | N.04.01 | CK - 6.4.1.19 | 110279.2226 | 661675.3354 | 0.0017316 |  |  | 661675.3354
2 | Pipa air hujan - Pipa PVC D Ø 4" | 73.61 | m1 | N.04.03 | CK - 6.4.1.22 | 110279.2226 | 8117653.5737 | 0.021244 |  |  | 8117653.5737
3 | Roofdrain Ø 4" | 45 | bh | O.03.1 | CK - 6.5.13.4 | 426466.5831 | 19190996.2406 | 0.050222 |  |  | 19190996.2406
4 | Gutter air hujan 200 x 50 mm | 385.61 | m' | C.03.05 | Analisa non standar | 34517.3655 | 13310241.297 | 0.034833 |  |  | 13310241.297
[8 empty] | 0 |  |  | 0
I | PEKERJAAN INSTALASI TATA UDARA | [6 empty] | 0 |  |  | 0
| Catatan : | [6 empty] | 0 |  |  | 0
| Pekerjaan instalasi tata udara, meliputi : - Pipa tembaga ASTM B280 + insulasi - Pipa drain PVC AW + insulasi - Air conditioner unit wall mounted termasuk remote wireless - Air conditioner unit wall cassete termasuk remote wired - Fitting, supporting, dan aksesoris - Peralatan dan instalasi lengkap terpasang sampai berfungsi dengan baik. | [6 empty] | 0 |  |  | 0
| LANTAI 01 | [6 empty] | 0 |  |  | 0
| AC SPLIT | [6 empty] | 0 |  |  | 0
| Peralatan Utama | [6 empty] | 0 |  |  | 0
1 | Air conditioner 4 way cassette, kap. 4 PK | 4 | unit | AE.01.6 | CK - 5.5.1.7 | 25803506.4265 | 103214025.7062 | 0.27011 |  |  | 103214025.7062
2 | Air conditioner 4 way cassette, kap. 5 PK | 1 | unit | AE.01.7 | Analisa standar | 28007000.2593 | 28007000.2593 | 0.073293 |  |  | 28007000.2593
3 | Air conditioner wall mounted, kap. 0.5 PK | 5 | unit | AE.01.1 | CK - 5.5.1.1 | 3409791.6908 | 17048958.4538 | 0.044617 |  |  | 17048958.4538
4 | Air conditioner wall mounted, kap. 1 PK | 5 | unit | AE.01.2 | CK - 5.5.1.4 | 3802587.857 | 19012939.2848 | 0.049756 |  |  | 19012939.2848
5 | Air conditioner wall mounted, kap. 1.5 PK | 7 | unit | AE.01.3 | CK - 5.5.1.5 | 4901469.7704 | 34310288.3926 | 0.089789 |  |  | 34310288.3926
6 | Air conditioner wall mounted, kap. 2 PK | 7 | unit | AE.01.4 | Analisa standar | 6359168.8961 | 44514182.2726 | 0.11649 |  |  | 44514182.2726
7 | Air conditioner 4 way cassette, kap. 3 PK | 2 | unit | AE.01.5 | Analisa standar | 18845426.5678 | 37690853.1356 | 0.098636 |  |  | 37690853.1356
[8 empty] | 0 |  |  | 0
| Instalasi kabel power dan grounding | [6 empty] | 0 |  |  | 0
1 | Kabel power dari unit indoor AC menuju panel - Kabel NYM 3 x 2.5 mm2 w/ pipa conduit PVC 20 mm | 480 | m1 | S.02.02 | CK - 5.1.1.3.7 | 21015.5228 | 10087450.9551 | 0.026399 |  |  | 10087450.9551
2 | Kabel power dari unit indoor AC menuju panel - Kabel NYM 4 x 2.5 mm2 w/ pipa conduit PVC 20 mm | 140 | m1 | S.02.03 | CK - 5.1.1.3.12 | 24793.5458 | 3471096.4123 | 0.0090838 |  |  | 3471096.4123
3 | Kabel kontrol dari unit indoor AC menuju unit outdoor AC - Kabel NYM 3 x 2.5 mm2 w/ pipa conduit PVC 20 mm | 480 | m1 | S.02.02 | CK - 5.1.1.3.7 | 21015.5228 | 10087450.9551 | 0.026399 |  |  | 10087450.9551
4 | Kabel kontrol dari unit indoor AC menuju unit outdoor unit - Kabel NYM 4 x 2.5 mm2 w/ pipa conduit PVC 20 mm | 140 | m1 | S.02.03 | CK - 5.1.1.3.12 | 21015.5228 | 2942173.1952 | 0.0076996 |  |  | 2942173.1952
[8 empty] | 0 |  |  | 0
| Instalasi kabel kontrol AWG 16 TSP | [6 empty] | 0 |  |  | 0
1 | Kabel kontrol dari indoor unit ke wired remote | 70 | m1 | S.08.01 | Analisa standar | 30505.0472 | 2135353.3015 | 0.0055882 |  |  | 2135353.3015
[8 empty] | 0 |  |  | 0
| Instalasi pipa drain AC | [6 empty] | 0 |  |  | 0
1 | Riser pipa drain PVC AW Ø 2" + insulasi | 50.4 | m' | AE.07.05 | CK - 5.5.4.16 | 124344.7464 | 6266975.2191 | 0.0164 |  |  | 6266975.2191
2 | Pipa drain PVC AW Ø 3/4" + insulasi | 120.01 | m' | AE.07.01 | CK - 5.5.4.12 | 41894.905 | 5027807.5523 | 0.013158 |  |  | 5027807.5523
[8 empty] | 0 |  |  | 0
| Instalasi pipa reffrigerant | [6 empty] | 0 |  |  | 0
1 | Pipa tembaga ASTM B280 Ø 6.35 mm + insulasi | 235.67 | m1 | AE.05.02 | CK - 5.5.4.1 | 65180.3379 | 15361050.2289 | 0.040199 |  |  | 15361050.2289
2 | Pipa tembaga ASTM B280 Ø 9.52 mm + insulasi | 97.54 | m1 | AE.05.03 | CK - 5.5.4.2 | 96099.5341 | 9373548.557 | 0.02453 |  |  | 9373548.557
3 | Pipa tembaga ASTM B280 Ø 12.7 mm + insulasi | 240.31 | m1 | AE.05.04 | CK - 5.5.4.3 | 124950.6436 | 30026889.1709 | 0.078579 |  |  | 30026889.1709
4 | Pipa tembaga ASTM B280 Ø 15.88 mm + insulasi | 94.54 | m1 | AE.05.05 | CK - 5.5.4.4 | 174676.6354 | 16513929.1137 | 0.043216 |  |  | 16513929.1137
7 | Refrigerant R32 | 12 | kg | AE.05.12 | Analisa non standar | 99236.8466 | 1190842.1596 | 0.0031164 |  |  | 1190842.1596
[8 empty] | 0 |  |  | 0
| AC MULTI | [6 empty] | 0 |  |  | 0
| Peralatan Utama | [6 empty] | 0 |  |  | 0
1 | Indoor unit air conditioner 4 way cassette, kap. 42.000 Btu/H | 7 | unit |  |  | 11649739.9533 | 81548179.6729 | 0.21341 |  |  | 81548179.6729
2 | Outdoor unit, kap. 305.000 Btu/H | 1 | unit |  |  | 144123244.3105 | 144123244.3105 | 0.37717 |  |  | 144123244.3105
| Instalasi kabel power dan grounding | [6 empty] | 0 |  |  | 0
1 | Kabel power dari unit indoor AC menuju panel - Kabel NYM 3 x 2.5 mm2 w/ pipa conduit PVC 20 mm | 140 | m1 | S.02.02 | CK - 5.1.1.3.7 | 21015.5228 | 2942173.1952 | 0.0076996 |  |  | 2942173.1952
2 | Kabel power dari panel menuju unit outdoor AC - Kabel NYY 4 x 35 mm2 w/ pipa conduit PVC 20 mm | 30 | m1 | S.01.14 | CK - 5.1.1.1.40 | 235620.5647 | 7068616.9424 | 0.018498 |  |  | 7068616.9424
3 | Kabel grounding unit outdoor AC - Kabel NYA 35 mm2 w/ pipa conduit PVC 20 mm | 30 | m1 | S.07.06 | Analisa standar | 61563.7729 | 1846913.1867 | 0.0048333 |  |  | 1846913.1867
[8 empty] | 0 |  |  | 0
| Instalasi kabel kontrol AWG 16 TSP | [6 empty] | 0 |  |  | 0
1 | Kabel kontrol dari outdoor & indoor unit (looping) | 140 | m1 | S.08.01 | Analisa standar | 30505.0472 | 4270706.603 | 0.011176 |  |  | 4270706.603
2 | Kabel kontrol dari indoor unit ke wired remote | 70 | m1 | S.08.01 | Analisa standar | 30505.0472 | 2135353.3015 | 0.0055882 |  |  | 2135353.3015
[8 empty] | 0 |  |  | 0
| Instalasi pipa drain AC | [6 empty] | 0 |  |  | 0
3 | Pipa drain PVC AW Ø 1-1/4" + insulasi | 67.18 | m' | AE.07.03 | CK - 5.5.4.14 | 80451.6066 | 5404738.9347 | 0.014144 |  |  | 5404738.9347
4 | Pipa drain PVC AW Ø 1-1/2" + insulasi | 5.08 | m' | AE.07.04 | CK - 5.5.4.15 | 143212.3482 | 727518.7288 | 0.0019039 |  |  | 727518.7288
5 | Pipa drain PVC AW Ø 2" + insulasi | 161.8 | m' | AE.07.05 | CK - 5.5.4.16 | 124344.7464 | 20118979.9691 | 0.052651 |  |  | 20118979.9691
[8 empty] | 0 |  |  | 0
| Instalasi pipa reffrigerant | [6 empty] | 0 |  |  | 0
1 | Pipa tembaga ASTM B280 Ø 15.88 mm + insulasi | 94.54 | m1 | AE.05.05 | CK - 5.5.4.4 | 99236.8466 | 9381851.4806 | 0.024552 |  |  | 9381851.4806
2 | Pipa tembaga ASTM B280 Ø 19.05 mm + insulasi | 41.81 | m1 | AE.05.06 | CK - 5.5.4.5 | 198593.0861 | 8303176.9295 | 0.021729 |  |  | 8303176.9295
3 | Pipa tembaga ASTM B280 Ø 28.58 mm + insulasi | 1.97 | m1 | AE.05.08 | CK - 5.5.4.8 | 405131.3958 | 798108.8498 | 0.0020886 |  |  | 798108.8498
4 | Pipa tembaga ASTM B280 Ø 34.9 mm + insulasi | 46.97 | m1 | AE.05.09 | CK - 5.5.4.9 | 510084.8724 | 23958686.4578 | 0.062699 |  |  | 23958686.4578
5 | Percabangan pipa reffrigerant | 6 | unit | AE.04.04 | Analisa non standar | 1601091.5581 | 9606549.3487 | 0.02514 |  |  | 9606549.3487
6 | Outdoor pipe connection / piping connection kits | 2 | unit | AE.04.05 | Analisa non standar | 1825244.3763 | 3650488.7525 | 0.0095532 |  |  | 3650488.7525
7 | Refrigerant R410A | 5 | kg | AE.05.13 | Analisa non standar | 142401.5223 | 712007.6116 | 0.0018633 |  |  | 712007.6116
[8 empty] | 0 |  |  | 0
| Instalasi fresh air AC | [6 empty] | 0 |  |  | 0
1 | Pipa fresh air - Pipa PVC D Ø 4" | 46.67 | m1 | N.04.03 | CK - 6.4.1.22 | 110279.2226 | 5146731.3175 | 0.013469 |  |  | 5146731.3175
2 | Fresh air grille (FAG), uk. 200 x 200 mm | 4 | bh | AE.09.04 | CK - 5.5.2.32 | 119867.1062 | 479468.425 | 0.0012548 |  |  | 479468.425
[8 empty] | 0 |  |  | 0
J | PEKERJAAN INSTALASI EXHAUST FAN | [6 empty] | 0 |  |  | 0
| Catatan : | [6 empty] | 0 |  |  | 0
| Pekerjaan instalasi exhaust fan, meliputi : - Pipa PVC D standar working pressure 5 kg/cm2 - Fitting, supporting, dan aksesoris - Peralatan dan instalasi lengkap terpasang sampai berfungsi dengan baik. | [6 empty] | 0 |  |  | 0
| LANTAI 01 | [6 empty] | 0 |  |  | 0
1 | Pekerjaan exhaust fan toilet dan R. Server, meliputi : | [6 empty] | 0 |  |  | 0
- | Instalasi titik exhaust fan - Kabel NYM 3 x 2.5 mm² w/ pipa conduit PVC Ø 20 mm | 12 | Titik | AE.10.01 | CK - 5.5.2.45 | 262739.2948 | 3152871.537 | 0.008251 |  |  | 3152871.537
- | Exhaust Fan Sirocco 10" 180 CMH 19 W | 12 | unit | AE.10.07 | Analisa standar | 1026306.5094 | 12315678.1124 | 0.03223 |  |  | 12315678.1124
- | Pipa exhaust fan - Pipa PVC D Ø 4" | 26.42 | m1 | N.04.03 | CK - 6.4.1.22 | 110279.2226 | 2913577.0604 | 0.0076247 |  |  | 2913577.0604
- | Pipa exhaust fan - Pipa PVC D Ø 6" | 6.56 | m1 | N.04.04 | CK - 6.4.1.24 | 202967.2393 | 1331465.0901 | 0.0034844 |  |  | 1331465.0901
- | Flexible duct Ø 4" | 10.8 | m' | AE.08.2 | Analisa non standar | 265279.5666 | 2865019.3193 | 0.0074977 |  |  | 2865019.3193
- | Exhaust air grille (EAG), uk. 200 x 200 mm | 2 | bh | AE.09.03 | CK - 5.5.2.32 | 97739.9715 | 195479.9431 | 0.00051157 |  |  | 195479.9431
[8 empty] | 0 |  |  | 0
2 | Pekerjaan exhaust fan R. Ganti dan Anteroom, meliputi : | [6 empty] | 0 |  |  | 0
- | Instalasi titik exhaust fan - Kabel NYM 3 x 2.5 mm² w/ pipa conduit PVC Ø 20 mm | 6 | Titik | AE.10.01 | CK - 5.5.2.45 | 262739.2948 | 1576435.7685 | 0.0041255 |  |  | 1576435.7685
- | Exhaust Fan Sirocco 10" 180 CMH 19 W | 6 | unit | AE.10.07 | Analisa standar | 1026306.5094 | 6157839.0562 | 0.016115 |  |  | 6157839.0562
- | Pipa exhaust fan - Pipa PVC D Ø 4" | 26.41 | m1 | N.04.03 | CK - 6.4.1.22 | 110279.2226 | 2912474.2682 | 0.0076219 |  |  | 2912474.2682
- | Flexible duct Ø 4" | 5.4 | m' | AE.08.2 | Analisa non standar | 265279.5666 | 1432509.6596 | 0.0037488 |  |  | 1432509.6596
- | Exhaust air grille (EAG), uk. 200 x 200 mm | 3 | bh | AE.09.03 | CK - 5.5.2.32 | 97739.9715 | 293219.9146 | 0.00076735 |  |  | 293219.9146
[8 empty] | 0 |  |  | 0
K | PEKERJAAN INSTALASI AXIAL FAN | [6 empty] | 0 |  |  | 0
| Catatan : | [6 empty] | 0 |  |  | 0
| Pekerjaan instalasi axial fan, meliputi : - Fitting, supporting, dan aksesoris - Peralatan dan instalasi lengkap terpasang sampai berfungsi dengan baik. | [6 empty] | 0 |  |  | 0
| LANTAI 01 | [6 empty] | 0 |  |  | 0
1 | Pekerjaan axial fan lab kimia, biologi, dan halal, meliputi : | [6 empty] | 0 |  |  | 0
- | Instalasi titik axial fan - Kabel NYM 3 x 2.5 mm² w/ pipa conduit PVC Ø 20 mm | 4 | ttk | AE.00.01 | CK - 5.5.1.8 | 262739.2948 | 1050957.179 | 0.0027503 |  |  | 1050957.179
- | Fresh Air Fan Axial 10" 600 CMH 34 W | 1 | unit | AE.10.08 | Analisa standar | 3491638.103 | 3491638.103 | 0.0091375 |  |  | 3491638.103
- | Fresh Air Fan Axial 12" 1310-1681 CMH 370 W/3P | 3 | unit | AE.10.09 | Analisa standar | 16152489.5624 | 48457468.6873 | 0.12681 |  |  | 48457468.6873
- | Ducting Polyisocyanurate (PIR), uk. 200 x 200 mm | 3.71 | m2 | AE.08.3 | Analisa non standar | 507267.3997 | 1881962.0529 | 0.004925 |  |  | 1881962.0529
- | Ducting Polyisocyanurate (PIR), uk. 300 x 200 mm | 3.34 | m2 | AE.08.3 | Analisa non standar | 507267.3997 | 1694273.115 | 0.0044339 |  |  | 1694273.115
- | Ducting Polyisocyanurate (PIR), uk. 300 x 300 mm | 49.78 | m2 | AE.08.3 | Analisa non standar | 507267.3997 | 25251771.1574 | 0.066083 |  |  | 25251771.1574
- | Ducting Polyisocyanurate (PIR), uk. 350 x 300 mm | 17.72 | m2 | AE.08.3 | Analisa non standar | 507267.3997 | 8988778.3228 | 0.023523 |  |  | 8988778.3228
- | Ducting Polyisocyanurate (PIR), uk. 400 x 300 mm | 5.27 | m2 | AE.08.3 | Analisa non standar | 507267.3997 | 2673299.1965 | 0.0069959 |  |  | 2673299.1965
- | Volume damper, uk. 300 x 300 mm | 12 | bh | AE.09.21 | Analisa Standar | 460000 | 5520000 | 0.014446 |  |  | 5520000
- | Exhaust air grille (EAG), uk. 500 x 150 mm | 6 | bh | AE.09.03.1 | CK - 5.5.2.32 | 135540.4933 | 813242.9601 | 0.0021282 |  |  | 813242.9601
- | Fresh air grille (FAG), uk. 200 x 200 mm | 2 | bh | AE.09.04 | CK - 5.5.2.32 | 119867.1062 | 239734.2125 | 0.00062738 |  |  | 239734.2125
- | Fresh air grille (FAG), uk. 300 x 200 mm | 1 | bh | AE.09.05 | CK - 5.5.2.32 | 207845 | 207845 | 0.00054392 |  |  | 207845
- | Fresh air grille (FAG), uk. 300 x 300 mm | 12 | bh | AE.09.07 | CK - 5.5.2.32 | 207845 | 2494140 | 0.0065271 |  |  | 2494140
- | Fresh air grille (FAG), uk. 400 x 300 mm | 3 | bh | AE.09.08 | CK - 5.5.2.32 | 204687.7894 | 614063.3681 | 0.001607 |  |  | 614063.3681
[8 empty] | 0 |  |  | 0
L | PEKERJAAN INSTALASI LEMARI ASAM | [6 empty] | 0 |  |  | 0
| Catatan : | [6 empty] | 0 |  |  | 0
| Pekerjaan instalasi lemari asam, meliputi : - Pipa PVC D standar working pressure 5 kg/cm2 - Fitting, supporting, dan aksesoris - Peralatan dan instalasi lengkap terpasang sampai berfungsi dengan baik. | [6 empty] | 0 |  |  | 0
| LANTAI 01 | [6 empty] | 0 |  |  | 0
1 | Pekerjaan lemari asam lab kimia, meliputi : | [6 empty] | 0 |  |  | 0
- | Instalasi titik axial fan - Kabel NYM 3 x 2.5 mm² w/ pipa conduit PVC Ø 20 mm | 1 | ttk | AE.00.01 | CK - 5.5.1.8 | 262739.2948 | 262739.2948 | 0.00068758 |  |  | 262739.2948
- | Axial Air Fan 300 CMH | 1 | unit | AE.10.09 | Analisa standar | 16152489.5624 | 16152489.5624 | 0.042271 |  |  | 16152489.5624
- | Pipa exhasut fan - Pipa PVC D Ø 4" | 2.5 | m1 | N.04.03 | CK - 6.4.1.22 | 110279.2226 | 275698.0564 | 0.00072149 |  |  | 275698.0564
- | Flexible duct Ø 4" | 2.25 | m' | AE.08.2 | Analisa non standar | 265279.5666 | 596879.0249 | 0.001562 |  |  | 596879.0249
- | Exhaust air grille (EAG), uk. 200 x 200 mm | 1 | bh | AE.09.03 | CK - 5.5.2.32 | 119867.1062 | 119867.1062 | 0.00031369 |  |  | 119867.1062
[8 empty] | 0 |  |  | 0
M | PEKERJAAN SISTEM PEMADAM KEBAKARAN (HYDRANT KERING) | [6 empty] | 0 |  |  | 0
| Catatan : | [6 empty] | 0 |  |  | 0
| Pekerjaan instalasi pipa hydrant, meliputi : - Finishing pipa dengan cat zinchromate & cat besi - Wrapping pipa untuk instalasi pipa dalam tanah - Fitting, supporting, aksesoris, galian dan bobokan - Pekerjaan ini sudah termasuk pengadaan alat - Peralatan dan instalasi lengkap terpasang sampai dengan berfungsi dengan baik. - Hydraulic Test sebesar 20 kg/cm2 selama 4 jam di seluruh inst. pipa hydrant. | [6 empty] | 0 |  |  | 0
| HYDRANT LINGKUNGAN | [6 empty] | 0 |  |  | 0
| Pekerjaan instalasi hydrant lingkungan | [6 empty] | 0 |  |  | 0
1 | Installation pipa hanger, support dan cat | [6 empty] | 0 |  |  | 0
- | Pipa black steel SCH 40 ASTM A53 Ø 4" + wrapping | 8.8 | m1 | N.08.08 | CK - 6.4.4.9 | 414204.179 | 3644996.775 | 0.0095388 |  |  | 3644996.775
- | Pipa black steel SCH 40 ASTM A53 Ø 6" + wrapping | 255.75 | m1 | N.08.09 | CK - 6.4.4.11 | 648986.4589 | 165978286.8544 | 0.43436 |  |  | 165978286.8544
[8 empty] | 0 |  |  | 0
2 | Pekerjaan galian jalur pipa hydrant, meliputi: | [6 empty] | 0 |  |  | 0
- | Galian tanah saluran sampai 1 m | 66.5 | m3 | B.01.01 | CK - 1.2.1.1.2 | 65955.45 | 4386037.425 | 0.011478 |  |  | 4386037.425
- | Cor kosong (camp. 1pc : 3ps : 5kr) | 5.12 | m3 | D.02.1.1 | Analisa non standar | 1068870 | 5472614.4 | 0.014322 |  |  | 5472614.4
- | Urugan tanah kembali bekas galian+pemadatan | 61.38 | m3 | B.03.07 | Analisa Standar | 72958.3716 | 4478184.8493 | 0.011719 |  |  | 4478184.8493
[8 empty] | 0 |  |  | 0
| LANTAI 1 | [6 empty] | 0 |  |  | 0
| Peralatan dan kelengkapan hydrant | [6 empty] | 0 |  |  | 0
1 | Indoor hydrant box, meliputi : | 2 | unit | AC.01.4 | CK - 5.6.2.4 | 6319305.47 | 12638610.94 | 0.033075 |  |  | 12638610.94
| Indoor Hydrant box, uk. 750 (W) x 1250 (H) x 180 (D) mm | [6 empty] | 0 |  |  | 0
| Fire hose Ø 1.5" x 30 meter | [6 empty] | 0 |  |  | 0
| Hose nozle Ø 1.5" | [6 empty] | 0 |  |  | 0
| Hose rack Ø 1.5" | [6 empty] | 0 |  |  | 0
| Hydrant valve Ø 2.5" | [6 empty] | 0 |  |  | 0
| Hydrant valve Ø 1.5" | [6 empty] | 0 |  |  | 0
[8 empty] | 0 |  |  | 0
2 | Butterfly valve flange end PN16 Ø 2-1/2" | 2 | bh | N.13.04.1 | CK - 5.6.1.11 | 610410.1994 | 1220820.3989 | 0.0031949 |  |  | 1220820.3989
3 | Pressure Gauge 300 psig | 2 | unit | N.14.01 | CK - 6.5.10.1 | 277842.6619 | 555685.3239 | 0.0014542 |  |  | 555685.3239
[8 empty] | 0 |  |  | 0
| Pekerjaan instalasi hydrant | [6 empty] | 0 |  |  | 0
1 | Instalasi pipa termasuk fitting, penggantung, aksesoris dan pengecatan | [6 empty] | 0 |  |  | 0
- | Riser - Pipa black steel SCH. 40 ASTM A53 Ø 6" | 8.4 | m1 | N.06.10 | CK - 6.4.4.27 | 823379.2302 | 6916385.5339 | 0.0181 |  |  | 6916385.5339
- | Pipa black steel SCH. 40 ASTM A53 Ø 2-1/2" | 59.75 | m1 | N.08.02 | CK - 6.4.4.7 | 210559.1324 | 12580908.1638 | 0.032924 |  |  | 12580908.1638
[8 empty] | 0 |  |  | 0
| Fire Extinguisher | [6 empty] | 0 |  |  | 0
1 | Portable fire extinguisher dry chemical agent : 3.5 kg | 6 | bh | AC.03.01 | Analisa Standar | 686879.4022 | 4121276.4132 | 0.010785 |  |  | 4121276.4132
2 | Thermatic fire extinguisher : 5 kg | 1 | bh | AC.03.02 | CK - 5.6.3.2 | 3375197.196 | 3375197.196 | 0.0088328 |  |  | 3375197.196
[8 empty] | 0 |  |  | 0
| LANTAI 2 | [6 empty] | 0 |  |  | 0
| Pekerjaan instalasi hydrant | [6 empty] | 0 |  |  | 0
1 | Instalasi pipa termasuk fitting, penggantung, aksesoris dan pengecatan | [6 empty] | 0 |  |  | 0
- | Riser - Pipa black steel SCH. 40 ASTM A53 Ø 6" | 8.4 | m1 | N.06.10 | CK - 6.4.4.27 | 823379.2302 | 6916385.5339 | 0.0181 |  |  | 6916385.5339
[8 empty] | 0 |  |  | 0
| LANTAI 3 | [6 empty] | 0 |  |  | 0
| Pekerjaan instalasi hydrant | [6 empty] | 0 |  |  | 0
1 | Instalasi pipa termasuk fitting, penggantung, aksesoris dan pengecatan | [6 empty] | 0 |  |  | 0
- | Riser - Pipa black steel SCH. 40 ASTM A53 Ø 6" | 8.4 | m1 | N.06.10 | CK - 6.4.4.27 | 823379.2302 | 6916385.5339 | 0.0181 |  |  | 6916385.5339
[8 empty] | 0 |  |  | 0
| LANTAI ATAP | [6 empty] | 0 |  |  | 0
| Peralatan dan kelengkapan hydrant | [6 empty] | 0 |  |  | 0
1 | Automatic air vent Ø 2" | 2 | unit | N.14.08 | CK - 6.5.15.1 | 102448.1274 | 204896.2548 | 0.00053621 |  |  | 204896.2548
[8 empty] | 0 |  |  | 0
| Pekerjaan instalasi hydrant | [6 empty] | 0 |  |  | 0
1 | Instalasi pipa termasuk fitting, penggantung, aksesoris dan pengecatan | [6 empty] | 0 |  |  | 0
- | Riser - Pipa black steel SCH. 40 ASTM A53 Ø 2" | 3 | m1 | N.08.01 | CK - 6.4.4.6 | 210559.1324 | 631677.3973 | 0.0016531 |  |  | 631677.3973
- | Pipa black steel SCH. 40 ASTM A53 Ø 2" | 3 | m1 | N.08.01 | CK - 6.4.4.6 | 210559.1324 | 631677.3973 | 0.0016531 |  |  | 631677.3973
[8 empty] | 0 |  |  | 0
O | PEKERJAAN LIFT / ELEVATOR | [6 empty] | 0 |  |  | 0
| Instalasi kabel power dan grounding | [6 empty] | 0 |  |  | 0
1 | Kabel power lift passenger dengan kabel FRC 4 x 16 mm² dalam pipa conduit PVC ∅ 20mm | 11.36 | m1 | S.05.08.1 | Analisa standar |  |  | 0 |  |  | 0
2 | Kabel grounding lift passenger dengan kabel NYA 16 mm² | 11.36 | m1 | S.07.04 | CK - 5.1.1.2.6 | 31223.6488 | 354700.6504 | 0.00092824 |  |  | 354700.6504
[8 empty] | 0 |  |  | 0
P | PEKERJAAN PENUTUP SHAFT | [6 empty] | 0 |  |  | 0
1 | Tutup Shaft, uk. 1450 x 1150 mm, meliputi : | 1 | unit | M.04 | Analisa Standar | 1618340.4765 | 1618340.4765 | 0.0042351 |  |  | 1618340.4765
| Plat besi, tebal 2 mm | [6 empty] | 0 |  |  | 0
| Engsel bubut Ø 1/2" | [6 empty] | 0 |  |  | 0
| Pengait, menggunakan besi P10 mm | [6 empty] | 0 |  |  | 0
| Siku besi, uk. 100x50x5 mm (finishing zinchromate + cat besi) | [6 empty] | 0 |  |  | 0
| Siku besi, uk. 50x50x5 mm (finishing zinchromate + cat besi) | [6 empty] | 0 |  |  | 0
| Angkur baut Ø 6 x 65 mm | [6 empty] | 0 |  |  | 0
| Gembok | [6 empty] | 0 |  |  | 0
[8 empty] | 0 |  |  | 0
| BIAYA PEKERJAAN MEKANIKAL | [5 empty] | 3456558652.3211
VII | LANSEKAP | [6 empty] | 0 |  |  | 0
A | PEKERJAAN GALIAN DAN URUGAN | [6 empty] | 0 |  |  | 0
1 | Galian/ cut tanah landscape | 5195.35 | m3 | B.02.01 | BM - C.1 | 17649.6583 | 91696152.4106 | 0.23997 | 0.23997 |  | 91696152.4106
2 | Urugan/ fill peninggian peil halaman dengan mendatangkan tanah baru + pemadatan | 706.45 | m3 | B.03.10 | BM - C.11 | 164502.8142 | 116213013.1221 | 0.30413 |  |  | 116213013.1221
3 | Buang tanah sisa galian ke dump site | 5195.35 | m3 | B.04.02 | SDA - A.3.01.1g.1.b | 10744.8737 | 55823379.6832 | 0.14609 | 0.14609 |  | 55823379.6832
[8 empty] | 0 |  |  | 0
B | PEKERJAAN PERKERASAN JALAN | [6 empty] | 0 |  |  | 0
1 | Pekerjaan perkerasan paving pejalan kaki, meliputi : | [6 empty] | 0 |  |  | 0
- | Paving holland K-200, tebal 60 mm | 918.52 | m2 |  |  | 127073.8177 | 116719842.9981 | 0.30545 |  |  | 116719842.9981
1 | Pekerjaan perkerasan paving jalan kendaraan, meliputi : | [6 empty] | 0 |  |  | 0
2 | Lapisan agregat kelas A. tebal 200 mm | 358.93 | m3 | AM.03 | BM - E.2 | 410959.5697 | 147505718.3581 | 0.38602 |  |  | 147505718.3581
- | Paving holland K-300, tebal 60 mm | 1794.66 | m2 |  |  | 148664.2133 | 266801717.0659 | 0.69821 |  |  | 266801717.0659
- | Cat garis parkir, lebar 100 mm | 54.51 | m2 |  |  | 38651.0001 | 2106866.0131 | 0.0055136 |  |  | 2106866.0131
- | Cat jalur sepeda, lebar 1500 mm | 348.93 | m2 |  |  | 38651.0001 | 13486493.4498 | 0.035294 |  |  | 13486493.4498
3 | Pekerjaan kansteen, meliputi : | [6 empty] | 0 |  |  | 0
- | Urugan pasir bawah kansteen, tebal 100 mm | 20.88 | m3 |  |  | 240133.2818 | 5013982.9243 | 0.013121 |  |  | 5013982.9243
- | Pasangan kansteen | 1043.77 | m2 |  |  | 90000 | 93939300 | 0.24584 |  |  | 93939300
5 | Pekerjaan trap tangga , meliputi : | [6 empty] | 0 |  |  | 0
- | Galian tanah pondasi batu kali, sedalam 1 meter | 7.35 | m3 |  |  | 65955.45 | 484772.5575 | 0.0012686 |  |  | 484772.5575
- | Urugan pasir bawah pondasi, tebal 100 mm | 0.74 | m3 |  |  | 240133.2818 | 177698.6285 | 0.00046503 |  |  | 177698.6285
- | Urugan tanah kembali bekas galian pondasi | 6.61 | m3 |  |  | 55412.5 | 366276.625 | 0.00095854 |  |  | 366276.625
- | Pasangan pondasi batu kali (camp. 1 pc : 6 ps) | 6.39 | m3 |  |  | 810108.474 | 5176593.1487 | 0.013547 |  |  | 5176593.1487
- | Finshing plesteran + acian | 9.56 | m2 |  |  | 84983.6055 | 812443.2685 | 0.0021261 |  |  | 812443.2685
C | PEKERJAAN SOFTSCAPE | [6 empty] | 0 |  |  | 0
1 | Rumput gajah mini (Axonopus) | 2310.6421 | m2 |  |  | 42352.7687 | 97862091.6386 | 0.2561 |  |  | 97862091.6386
[8 empty] | 0 |  |  | 0
E | PEKERJAAN IDENTITAS GEDUNG | [6 empty] | 0 |  |  | 0
1 | Galian pondasi batu kali, sedalam 1 meter | 4.56 | m3 | B.01.01 | CK - 1.2.1.1.2 | 65955.45 | 300756.852 | 0.00078707 |  |  | 300756.852
2 | Urugan pasir bawah pondasi batu kali, tebal 100 mm | 0.91 | m3 | B.03.02 | CK - 1.3.1.3 | 240133.2818 | 218521.2865 | 0.00057186 |  |  | 218521.2865
3 | Urugan tanah kembali bekas galian pondasi + pemadatan | 3.65 | m3 | B.03.07 | Analisa Standar | 72958.3716 | 266298.0564 | 0.00069689 |  |  | 266298.0564
4 | Pasangan pondasi batu kali (camp. 1 pc : 6 ps) | 2.74 | m3 | C.01.01 | CK - 2.2.2.1.11 | 810108.474 | 2219697.2187 | 0.0058089 |  |  | 2219697.2187
5 | Pasangan dinding bata ringan | 43.46 | m2 | C.02.03 | CK - 3.6.4.2 | 96532.5486 | 4195304.5602 | 0.010979 |  |  | 4195304.5602
6 | Plesteran dinding bata ringan | 43.86 | m2 | C.02.08 | CK - 3.7.7 | 49305.0435 | 2162519.2075 | 0.0056592 |  |  | 2162519.2075
7 | Acian dinding bata ringan | 43.86 | m2 | C.02.09 | Analisa Standar | 40013.45 | 1754989.917 | 0.0045928 |  |  | 1754989.917
8 | Pengecatan dinding eksterior | 54.03 | m2 | K.02.3 | CK - 3.8.11 | 27231.9755 | 1471343.6375 | 0.0038505 |  |  | 1471343.6375
9 | Identitas teks gedung, meliputi: | 1 | unit | AK.03.1 | CK - 3.16.1.1 | 19727035.0285 | 19727035.0285 | 0.051625 |  |  | 19727035.0285
| Material plat galvalum tebal 0.8 mm | [6 empty] | 0 |  |  | 0
| Embosse 40 mm | [6 empty] | 0 |  |  | 0
| Finishing cat | [6 empty] | 0 |  |  | 0
| Ditempatkan sesuai tampak | [6 empty] | 0 |  |  | 0
10 | Identitas gedung logo, meliputi: | 1 | unit | AK.03.2 | CK - 3.16.1.1 | 4232459.9406 | 4232459.9406 | 0.011076 |  |  | 4232459.9406
| Material plat galvalum tebal 0.8 mm | [6 empty] | 0 |  |  | 0
| Embosse 40 mm | [6 empty] | 0 |  |  | 0
| Finishing cat | [6 empty] | 0 |  |  | 0
| Ditempatkan sesuai tampak | [6 empty] | 0 |  |  | 0
F | PEKERJAAN POS JAGA | [6 empty] | 0 |  |  | 0
| PEKERJAAN GALIAN DAN URUGAN | [6 empty] | 0 |  |  | 0
1 | Galian tanah pondasi batu kali, sedalam 1 meter | 8.2 | m3 |  |  | 65955.45 | 540834.69 | 0.0014153 |  |  | 540834.69
2 | Urugan pasir bawah finishing lantai, tebal 100 mm | 1.3 | m3 |  |  | 240133.2818 | 312173.2664 | 0.00081695 |  |  | 312173.2664
3 | Urugan pasir bawah pondasi batu kali, tebal 100 mm | 1.26 | m3 |  |  | 240133.2818 | 302567.9351 | 0.00079181 |  |  | 302567.9351
4 | Urugan kembali tanah bekas galian | 13.87 | m3 |  |  | 55412.5 | 768571.375 | 0.0020113 |  |  | 768571.375
| PEKERJAAN BETON PRAKTIS | [6 empty] | 0 |  |  | 0
1 | Sloof praktis (SP1), uk. 100 x 200 mm | 8.2 | m1 |  |  | 137546.1326 | 1127878.2877 | 0.0029516 |  |  | 1127878.2877
2 | Kolom praktis (KP1), uk. 100 x 100 mm | 27.45 | m1 |  |  | 85612.1441 | 2350053.3552 | 0.00615 |  |  | 2350053.3552
3 | Balok ring (BR1), uk. 100 x 200 mm | 8.2 | m1 |  |  | 165055.6639 | 1353456.4444 | 0.003542 |  |  | 1353456.4444
4 | Balok lateui (BL1), uk. 100 x 100 mm | 6.59 | m1 |  |  | 68773.4473 | 453217.0177 | 0.0011861 |  |  | 453217.0177
5 | Rabat beton bawah Finishing lantai, tebal 100 mm | 1.26 | m3 |  |  | 1068870 | 1346776.2 | 0.0035245 |  |  | 1346776.2
| PEKERJAAN PASANGAN DAN PLESTERAN | [6 empty] | 0 |  |  | 0
1 | Pasangan rollag bata merah | 0.64 | m3 |  |  | 1146912.5276 | 734024.0177 | 0.0019209 |  |  | 734024.0177
2 | Pasangan pondasi batu kali (camp. 1 pc : 6 ps) | 3.61 | m3 |  |  | 810108.474 | 2924491.591 | 0.0076533 |  |  | 2924491.591
3 | Pasangan dinding bata ringan | 31.7 | m2 |  |  | 96532.5486 | 3060081.7892 | 0.0080081 |  |  | 3060081.7892
4 | Plesteran dinding bata ringan | 63.4 | m2 |  |  | 49305.0435 | 3125939.7573 | 0.0081805 |  |  | 3125939.7573
5 | Acian dinding bata ringan | 58.81 | m2 |  |  | 40013.45 | 2353190.9945 | 0.0061582 |  |  | 2353190.9945
6 | Pekerjaan tali air | 9.27 | m1 |  |  | 41979.6802 | 389151.6353 | 0.0010184 |  |  | 389151.6353
| PEKERJAAN PINTU DAN JENDELA | [6 empty] | 0 |  |  | 0
1 | Pintu, tipe P01 (2 unit), meliputi: | [6 empty] | 0 |  |  | 0
- | Kusen aluminium, tebal 1.2 mm | 6.98 | m' |  |  | 123617.1994 | 862848.0519 | 0.002258 |  |  | 862848.0519
- | Frame pintu | 5.8 | m' |  |  | 123479.9635 | 716183.7885 | 0.0018742 |  |  | 716183.7885
- | Engsel pintu, uk. 4"x 3"x 3 mm | 1.5 | psg |  |  | 72392.0144 | 108588.0216 | 0.00028417 |  |  | 108588.0216
- | Pull handle stainless steel, panjang 600mm | 1 | psg |  |  | 611369.6271 | 611369.6271 | 0.0015999 |  |  | 611369.6271
- | Kunci (lockcase, cylinder, escutecheon) | 1 | set |  |  | 487271.6268 | 487271.6268 | 0.0012752 |  |  | 487271.6268
- | Kaca bening,tebal 5 mm + sealent | 1.85 | m2 |  |  | 133287.9537 | 246582.7143 | 0.0006453 |  |  | 246582.7143
- | Karet | 5 | m1 |  |  | 1750 | 8750 | 2.2898e-05 |  |  | 8750
2 | Pintu, tipe P02 (2 unit) meliputi: | [6 empty] | 0 |  |  | 0
- | Kusen UPVC | 4.99 | m' |  |  | 159518.1552 | 795995.5946 | 0.0020831 |  |  | 795995.5946
- | Daun pintu UPVC, uk. 700 x 2055 | 1 | unit |  |  | 1479651.8525 | 1479651.8525 | 0.0038722 |  |  | 1479651.8525
- | Engsel pintu | 1.5 | psg |  |  | 72392.0144 | 108588.0216 | 0.00028417 |  |  | 108588.0216
- | Lever Handle | 1 | psg |  |  | 274874.8431 | 274874.8431 | 0.00071934 |  |  | 274874.8431
- | Kunci (lockcase, cylinder, escutecheon) | 1 | set |  |  | 487271.6268 | 487271.6268 | 0.0012752 |  |  | 487271.6268
- | Karet | 4.83 | m1 |  |  | 1750 | 8452.5 | 2.212e-05 |  |  | 8452.5
3 | Jendela, tipe J01 (2 unit), meliputi: | [6 empty] | 0 |  |  | 0
- | Kusen aluminium, tebal 1.2 mm | 3.88 | m' |  |  | 123617.1994 | 479634.7337 | 0.0012552 |  |  | 479634.7337
- | Frame jendela | 3.52 | m' |  |  | 85104.1071 | 299566.457 | 0.00078396 |  |  | 299566.457
- | Kaca bening, tebal 5 mm + sealent | 0.34 | m2 |  |  | 133287.9537 | 45317.9042 | 0.0001186 |  |  | 45317.9042
- | Friction stay 20" top hung | 1 | psg |  |  | 133736.8749 | 133736.8749 | 0.00034999 |  |  | 133736.8749
- | Casement handle | 1 | bh |  |  | 72384.7321 | 72384.7321 | 0.00018943 |  |  | 72384.7321
- | Karet | 3.52 | m1 |  |  | 1750 | 6160 | 1.6121e-05 |  |  | 6160
4 | Jendela, tipe J02 (2 unit), meliputi: | [6 empty] | 0 |  |  | 0
- | Kusen aluminium, tebal 1.2 mm | 4.51 | m' |  |  | 123617.1994 | 557513.5694 | 0.001459 |  |  | 557513.5694
- | Frame jendela | 4.15 | m' |  |  | 85104.1071 | 353182.0445 | 0.00092427 |  |  | 353182.0445
- | Kaca bening, tebal 5 mm + sealent | 0.76 | m2 |  |  | 133287.9537 | 101298.8448 | 0.0002651 |  |  | 101298.8448
- | Friction stay 20" top hung | 1 | psg |  |  | 133736.8749 | 133736.8749 | 0.00034999 |  |  | 133736.8749
- | Casement handle | 1 | bh |  |  | 72384.7321 | 72384.7321 | 0.00018943 |  |  | 72384.7321
- | Karet | 4.15 | m1 |  |  | 1750 | 7262.5 | 1.9006e-05 |  |  | 7262.5
5 | Jendela, tipe J03 (2 unit), meliputi: | [6 empty] | 0 |  |  | 0
- | Kusen aluminium, tebal 1.2 mm | 7.02 | m' |  |  | 123617.1994 | 867792.7399 | 0.002271 |  |  | 867792.7399
- | Frame jendela | 7.89 | m' |  |  | 85104.1071 | 671471.405 | 0.0017572 |  |  | 671471.405
- | Kaca bening, tebal 5 mm + sealent | 1.25 | m2 |  |  | 133287.9537 | 166609.9421 | 0.00043601 |  |  | 166609.9421
- | Friction stay 20" top hung | 2 | psg |  |  | 133736.8749 | 267473.7497 | 0.00069997 |  |  | 267473.7497
- | Casement handle | 2 | bh |  |  | 72384.7321 | 144769.4642 | 0.00037886 |  |  | 144769.4642
- | Karet | 7.89 | m1 |  |  | 1750 | 13807.5 | 3.6134e-05 |  |  | 13807.5
| PEKERJAAN FINSHING LANTAI | [6 empty] | 0 |  |  | 0
1 | Homogeneous tile, uk. 600 x 600 mm (polished) | 5.46 | m2 |  |  | 226148.5073 | 1234770.8501 | 0.0032314 |  |  | 1234770.8501
2 | Finishing plesteran dan acian | 6.14 | m2 |  |  | 87079.4279 | 534667.6874 | 0.0013992 |  |  | 534667.6874
3 | Homogeneous tile, uk. 600 x 600 mm (unpolished) - Lantai Km/Wc | 4.59 | m2 |  |  | 226148.5073 | 1038021.6487 | 0.0027165 |  |  | 1038021.6487
4 | Homogeneous tile, uk. 300 x 600 mm (unpolished) - Dinding Km/Wc | 1.38 | m2 |  |  | 243673.2735 | 336269.1174 | 0.00088001 |  |  | 336269.1174
5 | Plint homogeneous tile, uk. 100 x 600 mm | 9.27 | m' |  |  | 37257.2017 | 345374.2595 | 0.00090383 |  |  | 345374.2595
| PEKERJAAN PLAFOND | [6 empty] | 0 |  |  | 0
1 | Plafon gypsum, tebal 9 mm + rangka metal furing 400 x 1200 mm | 5.46 | m2 |  |  | 101596.7934 | 554718.4919 | 0.0014517 |  |  | 554718.4919
2 | Plafon GRC, tebal 4 mm + rangka metal furing 400 x 1200 mm | 7.52 | m2 |  |  | 102001.0686 | 767048.0362 | 0.0020073 |  |  | 767048.0362
3 | List plafon shadow line, tebal 0.4 mm | 25.96 | m' |  |  | 23192.1324 | 602067.7575 | 0.0015756 |  |  | 602067.7575
4 | Maintenance hole, uk. 600 x 600 mm | 1 | bh |  |  | 358010.84 | 358010.84 | 0.0009369 |  |  | 358010.84
| PEKERJAAN PENGECATAN | [6 empty] | 0 |  |  | 0
1 | Pengecatan dinding eksterior | 25.27 | m2 |  |  | 27231.9755 | 688152.0215 | 0.0018009 |  |  | 688152.0215
2 | Pengecatan dinding interior | 33.54 | m2 |  |  | 24872.4755 | 834222.829 | 0.0021831 |  |  | 834222.829
3 | Pengecatan plafond | 12.99 | m2 |  |  | 22452.8391 | 291662.3801 | 0.00076327 |  |  | 291662.3801
| ATAP POS JAGA | [6 empty] | 0 |  |  | 0
1 | Rangka atap baja ringan termasuk usuk dan reng (G550) | 39.06 | m2 |  |  | 137024.7962 | 5352188.5401 | 0.014007 |  |  | 5352188.5401
2 | Penutup atap genteng metal berpasir, tebal 0.35 mm (TCT) | 39.06 | m2 |  |  | 187999.3596 | 7343254.9851 | 0.019217 |  |  | 7343254.9851
3 | Lisplank - Papan fiber semen 2x8/200 mm (finishing cat) | 16 | m' |  |  | 125000 | 2000000 | 0.0052339 |  |  | 2000000
| PEKERJAAN PANEL | [6 empty] | 0 |  |  | 0
1 | MCB Box Pos Jaga (2 unit) | [6 empty] | 0 |  |  | 0
- | MCB Box, size 4 group inbow type wall mounted | 1 | bh |  |  | 78414.6578 | 78414.6578 | 0.00020521 |  |  | 78414.6578
| Incoming | [6 empty] | 0 |  |  | 0
- | MCB 6 A / 1P / 6 kA | 1 | bh |  |  | 58498.7929 | 58498.7929 | 0.00015309 |  |  | 58498.7929
| Outgoing | [6 empty] | 0 |  |  | 0
- | MCB 4 A / 1P / 6 kA | 1 | bh |  |  | 59851.8622 | 59851.8622 | 0.00015663 |  |  | 59851.8622
| Outgoing | [6 empty] | 0 |  |  | 0
- | Wiring, aksesoris dan instalasi | 1 | ls |  |  | 2500000 | 2500000 | 0.0065424 |  |  | 2500000
| PEKERJAAN INSTALASI LAMPU DAN KOTAK KONTAK | [6 empty] | 0 |  |  | 0
1 | Instalasi penerangan dengan kabel NYM 3 x 2.5 mm² w/ pipa conduit PVC Ø 20 mm | 3 | Titik |  |  | 198603.3571 | 595810.0714 | 0.0015592 |  |  | 595810.0714
2 | Instalasi kotak kontak dengan kabel NYM 3 x 2.5 mm² w/ pipa conduit PVC Ø 20 mm | 2 | Titik |  |  | 278365.6569 | 556731.3138 | 0.0014569 |  |  | 556731.3138
3 | Downlight Slim Inbow 6 W | 2 | bh |  |  | 77068.5694 | 154137.1387 | 0.00040337 |  |  | 154137.1387
4 | Downlight Slim Inbow 12 W | 1 | bh |  |  | 99486.8506 | 99486.8506 | 0.00026035 |  |  | 99486.8506
5 | Saklar ganda | 1 | bh |  |  | 46069.6517 | 46069.6517 | 0.00012056 |  |  | 46069.6517
6 | Saklar tunggal | 1 | bh |  |  | 36364.7681 | 36364.7681 | 9.5166e-05 |  |  | 36364.7681
7 | Kotak kontak dinding tunggal 16 A | 2 | bh |  |  | 507035.9275 | 1014071.8551 | 0.0026538 |  |  | 1014071.8551
| PEKERJAAN INSTALASI AIR BERSIH | [6 empty] | 0 |  |  | 0
| Catatan : | [6 empty] | 0 |  |  | 0
| Instalasi pipa mencakup fitting, supporting, aksesoris, dan bobokan Pipa PVC AW standar working pressure 10 kg/cm2 Pipa PVC D standar working pressure 5 kg/cm2 | [6 empty] | 0 |  |  | 0
1 | Gate valve screwed end PN 10 Ø 3/4" | 1 | bh |  |  | 244557.8672 | 244557.8672 | 0.00064 |  |  | 244557.8672
2 | Pipa distribusi air bersih - Pipa PVC AW Ø 1/2" | 1.2 | m1 |  |  | 13345.5177 | 16014.6212 | 4.191e-05 |  |  | 16014.6212
3 | Pipa distribusi air bersih - Pipa PVC AW Ø 3/4" | 28.92 | m1 |  |  | 18113.9329 | 523854.9391 | 0.0013709 |  |  | 523854.9391
4 | Pekerjaan galian jalur pipa, meliputi: | [6 empty] | 0 |  |  | 0
- | Galian tanah sedalam 1 meter | 7.52 | m3 |  |  | 65955.45 | 495984.984 | 0.001298 |  |  | 495984.984
- | Urugan pasir, tebal 50 mm | 0.58 | m3 |  |  | 240133.2818 | 139277.3035 | 0.00036448 |  |  | 139277.3035
- | Urugan tanah kembali bekas galian | 6.94 | m3 |  |  | 55412.5 | 384562.75 | 0.0010064 |  |  | 384562.75
| PEKERJAAN INSTALASI AIR BEKAS | [6 empty] | 0 |  |  | 0
| Catatan : | [6 empty] | 0 |  |  | 0
| Instalasi pipa mencakup fitting, supporting, aksesoris, dan bobokan Pipa PVC AW standar working pressure 10 kg/cm2 Pipa PVC D standar working pressure 5 kg/cm2 | [6 empty] | 0 |  |  | 0
1 | Pipa air bekas - Pipa PVC AW Ø 3" | 4 | m1 |  |  | 98014.9079 | 392059.6314 | 0.001026 |  |  | 392059.6314
2 | Pekerjaan galian jalur pipa, meliputi: | [6 empty] | 0 |  |  | 0
- | Galian tanah sedalam 1 meter | 1.04 | m3 |  |  | 65955.45 | 68593.668 | 0.00017951 |  |  | 68593.668
- | Urugan pasir, tebal 50 mm | 0.08 | m3 |  |  | 240133.2818 | 19210.6625 | 5.0274e-05 |  |  | 19210.6625
- | Urugan tanah kembali bekas galian | 0.96 | m3 |  |  | 55412.5 | 53196 | 0.00013921 |  |  | 53196
3 | Sumur peresapan air bekas, meliputi : (1 unit) | [6 empty] | 0 |  |  | 0
- | Galian tanah sedalam 1 meter | 1.13 | m3 |  |  | 65955.45 | 74529.6585 | 0.00019504 |  |  | 74529.6585
- | Galian tanah sedalam 2 meter | 0.21 | m3 |  |  | 79076.25 | 16606.0125 | 4.3457e-05 |  |  | 16606.0125
- | Urugan pasir, tebal 100 mm | 0.77 | m3 |  |  | 240133.2818 | 184902.627 | 0.00048388 |  |  | 184902.627
- | Buis beton Ø 800 mm | 1.9 | m1 |  |  | 1465499.0228 | 2784448.1434 | 0.0072868 |  |  | 2784448.1434
- | Batu koral | 0.2 | m3 |  |  | 298146.9618 | 59629.3924 | 0.00015605 |  |  | 59629.3924
- | Tahu beton, tebal 50 mm | 0.1 | m3 |  |  | 1068870 | 106887 | 0.00027972 |  |  | 106887
- | Ijuk ikat, uk.100 x 200 x 400 mm | 0.2 | m3 |  |  | 962362.5 | 192472.5 | 0.00050369 |  |  | 192472.5
- | Pipa vent - Pipa PVC D Ø 2" | 1.5 | m1 |  |  | 42222.5107 | 63333.766 | 0.00016574 |  |  | 63333.766
- | Plat beton cover buis beton Ø 800 mm, tebal 80 mm (K-300) | 1 | bh |  |  | 437532.9673 | 437532.9673 | 0.001145 |  |  | 437532.9673
| PEKERJAAN INSTALASI AIR KOTOR | [6 empty] | 0 |  |  | 0
| Catatan : | [6 empty] | 0 |  |  | 0
| Instalasi pipa mencakup fitting, supporting, aksesoris, dan bobokan Pipa PVC AW standar working pressure 10 kg/cm2 Pipa PVC D standar working pressure 5 kg/cm2 | [6 empty] | 0 |  |  | 0
1 | Pipa air kotor - Pipa PVC AW Ø 4" | 8 | m1 |  |  | 178017.1048 | 1424136.8384 | 0.0037269 |  |  | 1424136.8384
2 | Pekerjaan galian jalur pipa, meliputi: | [6 empty] | 0 |  |  | 0
- | Galian tanah sedalam 1 meter | 2.08 | m3 |  |  | 65955.45 | 137187.336 | 0.00035902 |  |  | 137187.336
- | Urugan pasir, tebal 50 mm | 0.16 | m3 |  |  | 240133.2818 | 38421.3251 | 0.00010055 |  |  | 38421.3251
- | Urugan tanah kembali bekas galian | 1.92 | m3 |  |  | 55412.5 | 106392 | 0.00027842 |  |  | 106392
3 | Sumur peresapan air kotor, meliputi : (1 unit) | [6 empty] | 0 |  |  | 0
- | Galian tanah sedalam 1 meter | 1.13 | m3 |  |  | 65955.45 | 74529.6585 | 0.00019504 |  |  | 74529.6585
- | Galian tanah sedalam 2 meter | 0.21 | m3 |  |  | 79076.25 | 16606.0125 | 4.3457e-05 |  |  | 16606.0125
- | Urugan pasir, tebal 100 mm | 0.77 | m3 |  |  | 240133.2818 | 184902.627 | 0.00048388 |  |  | 184902.627
- | Buis beton Ø 800 mm | 1.9 | m1 |  |  | 1465499.0228 | 2784448.1434 | 0.0072868 |  |  | 2784448.1434
- | Batu koral | 0.2 | m3 |  |  | 412357.06 | 82471.412 | 0.00021583 |  |  | 82471.412
- | Tahu beton, tebal 50 mm | 0.1 | m3 |  |  | 1068870 | 106887 | 0.00027972 |  |  | 106887
- | Ijuk ikat, uk.100 x 200 x 400 mm | 0.2 | m3 |  |  | 962362.5 | 192472.5 | 0.00050369 |  |  | 192472.5
- | Pipa vent - Pipa PVC D Ø 2" | 1.5 | m1 |  |  | 49512.98 | 74269.47 | 0.00019436 |  |  | 74269.47
- | Plat beton cover buis beton Ø 800 mm, tebal 80 mm (K-300) | 1 | bh |  |  | 437532.9673 | 437532.9673 | 0.001145 |  |  | 437532.9673
4 | Sumur bak penghancur, meliputi : (1 unit) | [6 empty] | 0 |  |  | 0
- | Galian tanah sedalam 1 meter | 0.95 | m3 |  |  | 65955.45 | 62657.6775 | 0.00016397 |  |  | 62657.6775
- | Galian tanah sedalam 2 meter | 0.33 | m3 |  |  | 79076.25 | 26095.1625 | 6.829e-05 |  |  | 26095.1625
- | Urugan pasir, tebal 100 mm | 0.52 | m3 |  |  | 240133.2818 | 124869.3065 | 0.00032678 |  |  | 124869.3065
- | Buis beton Ø 800 mm | 1.35 | m1 |  |  | 1465499.0228 | 1978423.6808 | 0.0051775 |  |  | 1978423.6808
- | Pipa vent - Pipa PVC D Ø 2" | 1.5 | m1 |  |  | 42222.5107 | 63333.766 | 0.00016574 |  |  | 63333.766
- | Plat beton cover buis beton Ø 800 mm, tebal 80 mm (K-300) | 2 | bh |  |  | 437532.9673 | 875065.9345 | 0.00229 |  |  | 875065.9345
| PERALATAN SANITER | [6 empty] | 0 |  |  | 0
1 | Kran Ø 1/2" | 1 | bh |  |  | 201411.8997 | 201411.8997 | 0.00052709 |  |  | 201411.8997
2 | Floordrain | 1 | bh |  |  | 298201.9934 | 298201.9934 | 0.00078039 |  |  | 298201.9934
3 | Kloset jongkok, meliputi : | 1 | unit |  |  | 453315.844 | 453315.844 | 0.0011863 |  |  | 453315.844
4 | Jet washer, meliputi : | 1 | bh |  |  | 207352.8891 | 207352.8891 | 0.00054264 |  |  | 207352.8891
| Shower spray / jet shower | [6 empty] | 0 |  |  | 0
| Flexible hose (valve menjadi satu dengan kloset) | [6 empty] | 0 |  |  | 0
| Hangers & screw | [6 empty] | 0 |  |  | 0
G | PEKERJAAN TAMAN DEPAN DROP OFF | [6 empty] | 0 |  |  | 0
1 | Urugan pasir bawah pondasi batu kali, tebal 100 mm | 1.79 | m3 |  |  | 240133.2818 | 429838.5744 | 0.0011249 |  |  | 429838.5744
2 | Rabat beton dibawah plat lantai beton kolam, tebal 100 mm | 1.79 | m3 |  |  | 1068870 | 1913277.3 | 0.005007 |  |  | 1913277.3
3 | Homogeneous tile, uk. 600 x 600 mm (unpolished) | 124.46 | m2 |  |  | 226148.5073 | 28146443.2239 | 0.073658 |  |  | 28146443.2239
4 | Rumput gajah mini (Axonopus ) | 26.86 | m2 |  |  | 42352.7687 | 1137595.366 | 0.0029771 |  |  | 1137595.366
[8 empty] | 0 |  |  | 0
H | PEKERJAAN DINDING PENAHAN TANAH | [6 empty] | 0 |  |  | 0
| PEKERJAAN DPT 01 | [6 empty] | 0 |  |  | 0
1 | Rumput gajah mini (Axonopus) | 483.32 | m2 | AH.02 | CK - 4.1.6.1 | 42352.7687 | 20469940.1442 | 0.053569 |  |  | 20469940.1442
[8 empty] | 0 |  |  | 0
| PEKERJAAN DPT 02 | [6 empty] | 0 |  |  | 0
1 | Galian tanah pondasi batu kali, secara mekanis | 185.55 | m3 | B.02.01 | BM - C.1 | 17649.6583 | 3274894.1033 | 0.0085703 |  |  | 3274894.1033
2 | Urugan pasir bawah pondasi, tebal 100 mm | 8.31 | m3 | B.03.02 | CK - 1.3.1.3 | 240133.2818 | 1995507.5719 | 0.0052222 |  |  | 1995507.5719
3 | Urugan kembali dengan tanah bekas galian pondasi | 32.9 | m3 | B.03.01 | CK - 1.3.1.1 | 55412.5 | 1823071.25 | 0.0047709 |  |  | 1823071.25
4 | Pasangan pondasi batu kali (camp. 1 pc : 6 ps) | 144.34 | m3 | C.01.01 | CK - 2.2.2.1.11 | 810108.474 | 116931057.1333 | 0.30601 |  |  | 116931057.1333
5 | Finishing siar dalam | 67.65 | m2 | C.02.10 | Analisa standar | 40013.45 | 2706909.8925 | 0.0070839 |  |  | 2706909.8925
6 | Pipa suling suling - Pipa PVC AW Ø 2" | 25 | m1 | N.02.01.06 | CK - 6.4.1.6 | 52702.9491 | 1317573.7267 | 0.0034481 |  |  | 1317573.7267
[8 empty] | 0 |  |  | 0
| PEKERJAAN DPT 03 | [6 empty] | 0 |  |  | 0
1 | Rumput gajah mini (Axonopus) | 140.3 | m2 | AH.02 | CK - 4.1.6.1 | 42352.7687 | 5942093.4417 | 0.01555 |  |  | 5942093.4417
[8 empty] | 0 |  |  | 0
| PEKERJAAN DPT 04 | [6 empty] | 0 |  |  | 0
1 | Rumput gajah mini (Axonopus) | 157.27 | m2 | AH.02 | CK - 4.1.6.1 | 42352.7687 | 6660819.9257 | 0.017431 |  |  | 6660819.9257
[8 empty] | 0 |  |  | 0
| PEKERJAAN DPT 05 | [6 empty] | 0 |  |  | 0
1 | Urugan tanah & dipadatkan | 9.56 | m3 | B.03.08 | Analisa Standar | 164502.8142 | 1572646.9042 | 0.0041156 |  |  | 1572646.9042
2 | Rumput gajah mini (Axonopus) | 115.27 | m2 | AH.02 | CK - 4.1.6.1 | 42352.7687 | 4882003.6423 | 0.012776 |  |  | 4882003.6423
[8 empty] | 0 |  |  | 0
| PEKERJAAN DPT 06 | [6 empty] | 0 |  |  | 0
1 | Rumput gajah mini (Axonopus) | 95.77 | m2 | AH.02 | CK - 4.1.6.1 | 42352.7687 | 4056124.6537 | 0.010615 |  |  | 4056124.6537
[8 empty] | 0 |  |  | 0
| PEKERJAAN DPT 07 | [6 empty] | 0 |  |  | 0
1 | Galian tanah pondasi batu kali, secara mekanis | 67.31 | m3 | B.02.01 | BM - C.1 | 17649.6583 | 1187998.5023 | 0.003109 |  |  | 1187998.5023
2 | Urugan pasir bawah pondasi, tebal 100 mm | 5.58 | m3 | B.03.02 | CK - 1.3.1.3 | 240133.2818 | 1339943.7125 | 0.0035066 |  |  | 1339943.7125
3 | Urugan kembali dengan tanah bekas galian pondasi | 18.03 | m3 | B.03.01 | CK - 1.3.1.1 | 55412.5 | 999087.375 | 0.0026146 |  |  | 999087.375
4 | Pasangan pondasi batu kali (camp. 1 pc : 6 ps) | 43.7 | m3 | C.01.01 | CK - 2.2.2.1.11 | 810108.474 | 35401740.3126 | 0.092645 |  |  | 35401740.3126
5 | Plesteran dan acian batu kali | 48.84 | m2 | C.02.10 | Analisa standar | 87079.4279 | 4252959.2592 | 0.01113 |  |  | 4252959.2592
6 | Pipa suling suling - Pipa PVC AW Ø 2" | 10 | m1 | N.02.01.06 | CK - 6.4.1.6 | 52702.9491 | 527029.4907 | 0.0013792 |  |  | 527029.4907
[8 empty] | 0 |  |  | 0
| PEKERJAAN DPT 08 | [6 empty] | 0 |  |  | 0
1 | Galian tanah pondasi batu kali, secara mekanis | 214.35 | m3 | B.02.01 | BM - C.1 | 17649.6583 | 3783204.2633 | 0.0099005 |  |  | 3783204.2633
2 | Urugan pasir bawah pondasi, tebal 100 mm | 17.4 | m3 | B.03.02 | CK - 1.3.1.3 | 240133.2818 | 4178319.1036 | 0.010935 |  |  | 4178319.1036
3 | Urugan kembali dengan tanah bekas galian pondasi | 60.69 | m3 | B.03.01 | CK - 1.3.1.1 | 55412.5 | 3362984.625 | 0.0088008 |  |  | 3362984.625
4 | Pasangan pondasi batu kali (camp. 1 pc : 6 ps) | 136.26 | m3 | C.01.01 | CK - 2.2.2.1.11 | 810108.474 | 110385380.6636 | 0.28888 |  |  | 110385380.6636
5 | Plesteran dan acian batu kali | 102.44 | m2 | C.02.10 | Analisa standar | 87079.4279 | 8920416.5952 | 0.023344 |  |  | 8920416.5952
6 | Pipa suling suling - Pipa PVC AW Ø 2" | 23 | m1 | N.02.01.06 | CK - 6.4.1.6 | 52702.9491 | 1212167.8286 | 0.0031722 |  |  | 1212167.8286
[8 empty] | 0 |  |  | 0
| PEKERJAAN DPT 08A | [6 empty] | 0 |  |  | 0
1 | Galian tanah pondasi batu kali, secara mekanis | 28.1 | m3 | B.02.01 | BM - C.1 | 17649.6583 | 495955.3991 | 0.0012979 |  |  | 495955.3991
2 | Urugan pasir bawah pondasi, tebal 100 mm | 1.6 | m3 | B.03.02 | CK - 1.3.1.3 | 240133.2818 | 384213.2509 | 0.0010055 |  |  | 384213.2509
3 | Urugan kembali dengan tanah bekas galian pondasi | 15.15 | m3 | B.03.01 | CK - 1.3.1.1 | 55412.5 | 839499.375 | 0.0021969 |  |  | 839499.375
4 | Pasangan pondasi batu kali (camp. 1 pc : 6 ps) | 11.35 | m3 | C.01.01 | CK - 2.2.2.1.11 | 810108.474 | 9194731.1796 | 0.024062 |  |  | 9194731.1796
5 | Plesteran dan acian batu kali | 7.65 | m2 | C.02.10 | Analisa standar | 87079.4279 | 666157.6235 | 0.0017433 |  |  | 666157.6235
[8 empty] | 0 |  |  | 0
| PEKERJAAN DPT 09 | [6 empty] | 0 |  |  | 0
1 | Galian tanah pondasi batu kali, secara mekanis | 19.65 | m3 | B.02.01 | BM - C.1 | 17649.6583 | 346815.7862 | 0.00090761 |  |  | 346815.7862
2 | Urugan pasir bawah pondasi, tebal 100 mm | 1.8 | m3 | B.03.02 | CK - 1.3.1.3 | 240133.2818 | 432239.9073 | 0.0011312 |  |  | 432239.9073
3 | Urugan kembali dengan tanah bekas galian pondasi | 3.75 | m3 | B.03.01 | CK - 1.3.1.1 | 55412.5 | 207796.875 | 0.0005438 |  |  | 207796.875
4 | Pasangan pondasi batu kali (camp. 1 pc : 6 ps) | 14.1 | m3 | C.01.01 | CK - 2.2.2.1.11 | 810108.474 | 11422529.483 | 0.029892 |  |  | 11422529.483
5 | Plesteran dan acian batu kali | 17.7 | m2 | C.02.10 | Analisa standar | 87079.4279 | 1541305.874 | 0.0040336 |  |  | 1541305.874
6 | Pipa suling suling - Pipa PVC AW Ø 2" | 3 | m1 | N.02.01.06 | CK - 6.4.1.6 | 52702.9491 | 158108.8472 | 0.00041377 |  |  | 158108.8472
[8 empty] | 0 |  |  | 0
| PEKERJAAN DPT 09A | [6 empty] | 0 |  |  | 0
1 | Galian tanah pondasi batu kali, secara mekanis | 54.22 | m3 | B.02.01 | BM - C.1 | 17649.6583 | 956964.4747 | 0.0025043 |  |  | 956964.4747
2 | Urugan pasir bawah pondasi, tebal 100 mm | 3.52 | m3 | B.03.02 | CK - 1.3.1.3 | 240133.2818 | 845269.152 | 0.002212 |  |  | 845269.152
3 | Urugan kembali dengan tanah bekas galian pondasi | 28.48 | m3 | B.03.01 | CK - 1.3.1.1 | 55412.5 | 1578148 | 0.00413 |  |  | 1578148
4 | Pasangan pondasi batu kali (camp. 1 pc : 6 ps) | 22.22 | m3 | C.01.01 | CK - 2.2.2.1.11 | 810108.474 | 18000610.2917 | 0.047107 |  |  | 18000610.2917
5 | Plesteran dan acian batu kali | 13.46 | m2 | C.02.10 | Analisa standar | 87079.4279 | 1172089.0997 | 0.0030673 |  |  | 1172089.0997
6 | Pipa suling suling - Pipa PVC AW Ø 2" | 6 | m1 | N.02.01.06 | CK - 6.4.1.6 | 52702.9491 | 316217.6944 | 0.00082753 |  |  | 316217.6944
I | PEKERJAAN TIANG BENDERA | [6 empty] | 0 |  |  | 0
1 | Pekerjaan pondasi footplat, meliputi : | [6 empty] | 0 |  |  | 0
- | Galian pondasi Footplate, sedalam s.d. 1 m | 2.89 | m3 |  |  | 65955.45 | 190611.2505 | 0.00049882 |  |  | 190611.2505
- | Galian pondasi Footplate, sedalam > 1 m s.d. 2 m | 2.31 | m3 |  |  | 79076.25 | 182666.1375 | 0.00047803 |  |  | 182666.1375
- | Urugan pasir dibawah footplate, tebal 100 mm | 0.29 | m3 |  |  | 240133.2818 | 69638.6517 | 0.00018224 |  |  | 69638.6517
- | Urugan tanah kembali bekas galian pondasi + pemadatan | 3.29 | m3 |  |  | 72958.3716 | 240033.0426 | 0.00062816 |  |  | 240033.0426
- | Rabat beton bawah footplate, tebal 100 mm ((camp.1 pc : 3 ps : 5 kr) | 0.29 | m3 |  |  | 1068870 | 309972.3 | 0.00081119 |  |  | 309972.3
2 | Pekerjaan beton, meliputi : | [6 empty] | 0 |  |  | 0
- | Footplat, uk. 1500 x 1500 mm | [6 empty] | 0 |  |  | 0
| Bekisting bata merah (5x11x22) cm tebal ½ batu (camp. 1SP : 5PP) | 2.4 | m2 |  |  | 114691.2528 | 275259.0066 | 0.00072034 |  |  | 275259.0066
| Penulangan slab | 90.08 | Kg |  |  | 13041.05 | 1174737.784 | 0.0030743 |  |  | 1174737.784
| Beton ready mix F'c 28 MPa | 0.9 | m3 |  |  | 1289599.4336 | 1160639.4902 | 0.0030374 |  |  | 1160639.4902
- | Kolom K1, uk. 600 x 600 mm | [6 empty] | 0 |  |  | 0
| Bekisting untuk kolom (3x pakai) | 5.07 | m2 |  |  | 147164.8982 | 746126.034 | 0.0019526 |  |  | 746126.034
| Penulangan kolom, balok, ring balk, sloof, dan shearwall | 61.12 | Kg |  |  | 14729.1876 | 900247.9439 | 0.0023559 |  |  | 900247.9439
| Beton ready mix F'c 22.5 MPa | 0.76 | m3 |  |  | 1108850 | 842726 | 0.0022054 |  |  | 842726
3 | Pekerjaan pondasi batu kali, meliputi : | [6 empty] | 0 |  |  | 0
- | Galian pondasi batu kali, sedalam s.d. 1 m | 0.38 | m3 |  |  | 65955.45 | 25063.071 | 6.5589e-05 |  |  | 25063.071
- | Urugan pasir dibawah pondasi batu kali, tebal 50 mm | 0.05 | m3 |  |  | 240133.2818 | 12006.6641 | 3.1421e-05 |  |  | 12006.6641
- | Pasangan pondasi batu kali (camp. 1 pc : 6 ps) | 0.33 | m3 |  |  | 810108.474 | 267335.7964 | 0.00069961 |  |  | 267335.7964
4 | Pekerjaan finishing tiang bendera, meliputi : | [6 empty] | 0 |  |  | 0
- | Pasangan dinding bata ringan | 5.23 | m2 |  |  | 96532.5486 | 504865.2289 | 0.0013212 |  |  | 504865.2289
- | Plesteran dinding bata ringan | 3.8 | m2 |  |  | 49305.0435 | 187359.1653 | 0.00049031 |  |  | 187359.1653
- | Acian dinding bata ringan | 3.8 | m2 |  |  | 40013.45 | 152051.11 | 0.00039791 |  |  | 152051.11
- | Pengecatan dengan cat eksterior | 3.8 | m2 |  |  | 53022.21 | 201484.398 | 0.00052728 |  |  | 201484.398
- | Pipa black steel Ø 6", tebal 3.6 mm | 6 | m1 |  |  | 613467.0082 | 3680802.0491 | 0.0096325 |  |  | 3680802.0491
- | Pipa black steel Ø 4", tebal 3.6 mm | 3.5 | m1 |  |  | 390524.5452 | 1366835.9082 | 0.003577 |  |  | 1366835.9082
- | Pipa black steel Ø 3", tebal 3.2 mm | 3.5 | m1 |  |  | 210559.1324 | 736956.9636 | 0.0019286 |  |  | 736956.9636
[8 empty] | 0 |  |  | 0
[8 empty] | 0 |  |  | 0
| BIAYA PEKERJAAN LANSEKAP | [5 empty] | 1566753813.53 |  |  |  | 1566753813.53
D.1 | RUMAH POMPA & GROUND WATER TANK | [6 empty] | 0 |  |  | 0
I | PEKERJAAN STRUKTUR | [6 empty] | 0 |  |  | 0
A | PEKERJAAN GALIAN DAN URUGAN | [6 empty] | 0 |  |  | 0
1 | Galian rumah pompa dan GWT, sedalam s.d. 1 m | 50.96 | m3 | B.01.01 | CK - 1.2.1.1.2 | 65955.45 | 3361089.732 | 0.0087959 |  |  | 3361089.732
2 | Galian rumah pompa dan GWT, sedalam > 1 m s.d. 2 m | 50.96 | m3 | B.01.02 | CK - 1.2.1.1.5 | 79076.25 | 4029725.7 | 0.010546 |  |  | 4029725.7
3 | Galian rumah pompa dan GWT, sedalam > 2 m s.d. 3 m | 29.53 | m3 | B.01.03 | CK - 1.2.1.1.7 | 89034 | 2629174.02 | 0.0068805 |  |  | 2629174.02
4 | Urugan pasir dibawah plat lantai, tebal 100 mm | 5.1 | m3 | B.03.02 | CK - 1.3.1.3 | 240133.2818 | 1224679.7373 | 0.003205 |  |  | 1224679.7373
5 | Urugan tanah kembali bekas galian pondasi + pemadatan | 17.75 | m3 | B.03.07 | Analisa Standar | 30317.5722 | 538136.9059 | 0.0014083 |  |  | 538136.9059
6 | Pembuangan tanah sisa galian | 110.15 | m3 | B.04.02 | SDA - A.3.01.1g.1.b | 10744.8737 | 1183547.8403 | 0.0030973 | 0.033933 |  | 1183547.8403
[8 empty] | 0 |  |  | 0
B | PEKERJAAN BETON | [6 empty] | 0 |  |  | 0
| Catatan : | [6 empty] | 0 |  |  | 0
| Pekerjaan beton bertulang meliputi : beton ready mix, pembesian, bekisting, perancah/scafolding dan pembongkaran bekisting | [6 empty] | 0 |  |  | 0
1 | Rabat beton bawah plat, tebal 100 mm (camp. 1 pc : 3 ps : 5 kr) | 5.1 | m3 | D.02.1.1 | Analisa non standar | 1068870 | 5451237 | 0.014266 |  |  | 5451237
| PLAT BETON, ELV. -2.000 | [6 empty] | 0 |  |  | 0
2 | Plat beton A0, tebal 300 mm | [6 empty] | 0 |  |  | 0
- | Bekisting untuk plat lantai (3x pakai) | 45 | m2 | D.03.12 | Analisa Standar | 145741.9945 | 6558389.7505 | 0.017163 |  |  | 6558389.7505
- | Penulangan slab | 1413.72 | Kg | D.01.1.4 | CK - 2.2.1.1.1a | 14261.6802 | 20162022.5089 | 0.052763 |  |  | 20162022.5089
- | Beton ready mix F'c 28 Mpa | 13.5 | m3 | D.02.3.7 | Analisa Standar | 1289599.4336 | 17409592.353 | 0.04556 |  |  | 17409592.353
| PLAT BETON, ELV. -2.800 | [6 empty] | 0 |  |  | 0
3 | Plat beton A0, tebal 300 mm | [6 empty] | 0 |  |  | 0
- | Bekisting untuk plat lantai (3x pakai) | 1.33 | m2 | D.03.12 | Analisa Standar | 145741.9945 | 193836.8526 | 0.00050727 |  |  | 193836.8526
- | Penulangan slab | 41.89 | Kg | D.01.1.4 | CK - 2.2.1.1.1a | 14261.6802 | 597421.7829 | 0.0015634 |  |  | 597421.7829
- | Beton ready mix F'c 28 Mpa | 0.4 | m3 | D.02.3.7 | Analisa Standar | 1289599.4336 | 515839.7734 | 0.0013499 |  |  | 515839.7734
| PLAT BETON, ELV. +1.000 | [6 empty] | 0 |  |  | 0
4 | Plat beton A1, tebal 120 mm | [6 empty] | 0 |  |  | 0
- | Bekisting untuk plat lantai (3x pakai) | 44.25 | m2 | D.03.12 | Analisa Standar | 145741.9945 | 6449083.2547 | 0.016877 |  |  | 6449083.2547
- | Penulangan slab | 635.06 | Kg | D.01.1.4 | CK - 2.2.1.1.1a | 14261.6802 | 9057022.6173 | 0.023702 |  |  | 9057022.6173
- | Beton ready mix F'c 28 Mpa | 5.31 | m3 | D.02.3.7 | Analisa Standar | 1289599.4336 | 6847772.9922 | 0.01792 |  |  | 6847772.9922
| DINDING BETON | [6 empty] | 0 |  |  | 0
5 | Dinding beton DB, tebal 250 mm | [6 empty] | 0 |  |  | 0
- | Bekisting untuk dinding shearwall (3x pakai) | 184.32 | m2 | D.03.13 | Analisa Standar | 187635.2582 | 34584930.7848 | 0.090508 |  |  | 34584930.7848
- | Penulangan kolom, balok, ring balk, sloof, dan shearwall | 4784.12 | Kg | D.01.1.2 | CK - 2.2.1.1.4a | 14729.1876 | 70466200.8083 | 0.18441 |  |  | 70466200.8083
- | Beton ready mix F'c 28 MPa | 23.04 | m3 | D.02.3.7 | Analisa Standar | 1289599.4336 | 29712370.9492 | 0.077756 |  |  | 29712370.9492
- | Waterstop, lebar 200 mm | 32 | m1 | D.05.01.01 | CK - 2.2.1.2.1 | 130127.4111 | 4164077.1557 | 0.010897 |  |  | 4164077.1557
| BALOK, ELV. +1.000 | [6 empty] | 0 |  |  | 0
6 | Balok B1, uk. 300 x 500 mm | [6 empty] | 0 |  |  | 0
- | Bekisting untuk balok (3x pakai) | 9.58 | m2 | D.03.11 | Analisa Standar | 147164.8982 | 1409839.725 | 0.0036895 |  |  | 1409839.725
- | Penulangan kolom, balok, ring balk, sloof, dan shearwall | 230.57 | Kg | D.01.1.2 | CK - 2.2.1.1.4a | 13041.05 | 3006874.8985 | 0.0078689 |  |  | 3006874.8985
- | Beton ready mix F'c 28 MPa | 1.03 | m3 | D.02.3.7 | Analisa Standar | 1289599.4336 | 1328287.4166 | 0.0034761 |  |  | 1328287.4166
7 | Balok B2, uk. 250 x 400 mm | [6 empty] | 0 |  |  | 0
- | Bekisting untuk balok (3x pakai) | 6.25 | m2 | D.03.11 | Analisa Standar | 147164.8982 | 919780.6139 | 0.002407 |  |  | 919780.6139
- | Penulangan kolom, balok, ring balk, sloof, dan shearwall | 144.02 | Kg | D.01.1.2 | CK - 2.2.1.1.4a | 13041.05 | 1878172.021 | 0.0049151 |  |  | 1878172.021
- | Beton ready mix F'c 28 MPa | 0.54 | m3 | D.02.3.7 | Analisa Standar | 1289599.4336 | 696383.6941 | 0.0018224 |  |  | 696383.6941
| DINDING BETON SUMPIT | [6 empty] | 0 |  |  | 0
8 | Dinding beton, tebal 150 mm | [6 empty] | 0 |  |  | 0
- | Bekisting untuk dinding shearwall (3x pakai) | 11.47 | m2 | D.03.13 | Analisa Standar | 187635.2582 | 2152176.4111 | 0.0056322 |  |  | 2152176.4111
- | Penulangan kolom, balok, ring balk, sloof, dan shearwall | 474.65 | Kg | D.01.1.2 | CK - 2.2.1.1.4a | 13041.05 | 6189934.3825 | 0.016199 |  |  | 6189934.3825
- | Beton ready mix F'c 28 MPa | 0.86 | m3 | D.02.3.7 | Analisa Standar | 1289599.4336 | 1109055.5129 | 0.0029024 |  |  | 1109055.5129
| PLAT BETON SUMPIT | [6 empty] | 0 |  |  | 0
9 | Plat beton, tebal 150 mm | [6 empty] | 0 |  |  | 0
- | Bekisting untuk plat lantai (3x pakai) | 1.47 | m2 | D.03.12 | Analisa Standar | 145741.9945 | 214240.7319 | 0.00056066 |  |  | 214240.7319
- | Penulangan slab | 94.81 | Kg | D.01.1.4 | CK - 2.2.1.1.1a | 14261.6802 | 1352149.8982 | 0.0035385 |  |  | 1352149.8982
- | Beton ready mix F'c 28 MPa | 0.22 | m3 | D.02.3.7 | Analisa Standar | 1289599.4336 | 283711.8754 | 0.00074247 |  |  | 283711.8754
10 | Plat beton, tebal 80 mm | [6 empty] | 0 |  |  | 0
- | Bekisting untuk plat lantai (3x pakai) | 1 | m2 | D.03.12 | Analisa Standar | 145741.9945 | 145741.9945 | 0.0003814 |  |  | 145741.9945
- | Penulangan slab | 78.12 | Kg | D.01.1.4 | CK - 2.2.1.1.1a | 14261.6802 | 1114122.4559 | 0.0029156 |  |  | 1114122.4559
- | Beton ready mix F'c 28 MPa | 0.08 | m3 | D.02.3.7 | Analisa Standar | 1289599.4336 | 103167.9547 | 0.00026999 |  |  | 103167.9547
- | Pengait - Besi P10 mm | 0.25 | Kg | D.01.1.4 | CK - 2.2.1.1.1a | 11916.05 | 2979.0125 | 7.796e-06 |  |  | 2979.0125
[8 empty] | 0 |  |  | 0
| BIAYA PEKERJAAN STRUKTUR | [5 empty] | 247042771.1176 |  |  |  | 247042771.1176
II | PEKERJAAN ARSITEKTUR | [6 empty] | 0 |  |  | 0
A | PEKERJAAN PASANGAN DAN PLESTERAN | [6 empty] | 0 |  |  | 0
1 | Screeding plat dak dengan semen instan & perkuatan kawat ayam Ø ≥ 1 mm - | 88.5 | m2 | C.03.04 | Analisa Standar | 247313.27 | 21887224.395 | 0.057278 |  |  | 21887224.395
[8 empty] | 0 |  |  | 0
B | PEKERJAAN FINISHING LANTAI & DINDING | [6 empty] | 0 |  |  | 0
1 | Finishing lantai ground water tank - Keramik, uk. 300 x 300mm | 58 | m2 | J.02.1 | CK - 3.9.8.2 | 119375.6061 | 6923785.1536 | 0.018119 |  |  | 6923785.1536
2 | Finishing dinding ground water tank - Keramik, uk. 300 x 300mm | 64.8 | m2 | J.02.2 | CK - 3.9.8.2 | 110751.8527 | 7176720.0529 | 0.018781 |  |  | 7176720.0529
3 | Finshing Dinding Rumah Pompa - Plesteran & acian beton | 34.56 | m2 | C.02.10 | Analisa standar | 87079.4279 | 3009465.0286 | 0.0078757 |  |  | 3009465.0286
4 | Finishing lantai rumah pompa - Floor hardener (medium duty) & finish trowel | 16 | m2 | J.04.1 | CK - 3.9.9.9 | 82676 | 1322816 | 0.0034618 |  |  | 1322816
[8 empty] | 0 |  |  | 0
C | PEKERJAAN PENGECATAN | [6 empty] | 0 |  |  | 0
1 | Pengecatan dengan waterproofing polyurethane & fiber net - plat dak | 88.5 | m2 | K.04.1 | CK - 3.4.3 | 128948.908 | 11411978.358 | 0.029865 |  |  | 11411978.358
2 | Pengecatan dengan waterproofing cementitious & fiber net - Lantai & dinding GWT | 218.5 | m2 | K.04.1 | CK - 3.4.3 | 42158.05 | 9211533.925 | 0.024106 |  |  | 9211533.925
3 | Pengecatan dinding interior | 34.56 | m2 | K.02.1 | CK - 3.8.10 | 24872.4755 | 859592.7541 | 0.0022495 |  |  | 859592.7541
[8 empty] | 0 |  |  | 0
D | PEKERJAAN TANGGA MAINTENANCE | [6 empty] | 0 |  |  | 0
1 | Tangga maintenance rumah pompa - stainless steel | 2 | unit | M.01 | Analisa non standar | 2000000 | 4000000 | 0.010468 |  |  | 4000000
2 | Tutup Manhole 1, uk. 2000 x 1600 mm, meliputi : | 1 | unit | F.05.5.1 | Analisa Standar | 10788013.5 | 10788013.5 | 0.028232 |  |  | 10788013.5
| Plat besi, tebal 2 mm | [6 empty] | 0 |  |  | 0
| Rail sliding - pintu gwt | [6 empty] | 0 |  |  | 0
| Pengait, menggunakan besi P10 mm | [6 empty] | 0 |  |  | 0
| Siku besi, uk. 50x50x5 mm (finishing zinchromate + cat besi) | [6 empty] | 0 |  |  | 0
| Siku besi, uk. 40x40x4 mm (finishing zinchromate + cat besi) | [6 empty] | 0 |  |  | 0
| UNP besi, uk. 100x50x5 mm (finishing zinchromate + cat besi) | [6 empty] | 0 |  |  | 0
| Gembok | [6 empty] | 0 |  |  | 0
[8 empty] | 0 |  |  | 0
3 | Tutup Manhole 2, uk. 1020 x 1100 mm, meliputi : | 1 | unit | F.05.5.2 | Analisa Standar | 1467163.5 | 1467163.5 | 0.0038395 |  |  | 1467163.5
| Plat besi, tebal 2 mm | [6 empty] | 0 |  |  | 0
| Engsel bubut Ø 1/2" | [6 empty] | 0 |  |  | 0
| Pengait, menggunakan besi P10 mm | [6 empty] | 0 |  |  | 0
| Siku besi, uk. 50x50x5 mm (finishing zinchromate + cat besi) | [6 empty] | 0 |  |  | 0
| Plat besi, tebal 5 mm | [6 empty] | 0 |  |  | 0
| Angkur baut Ø 6 x 65 mm | [6 empty] | 0 |  |  | 0
| Gembok | [6 empty] | 0 |  |  | 0
[8 empty] | 0 |  |  | 0
| BIAYA PEKERJAAN ARSITEKTUR | [5 empty] | 78058292.6672 |  |  |  | 78058292.6672
III | PEKERJAAN ELEKTRIKAL | [6 empty] | 0 |  |  | 0
A | PEKERJAAN PANEL | [6 empty] | 0 |  |  | 0
1 | Panel Daya Rumah Pompa | [6 empty] | 0 |  |  | 0
- | Box panel wall mounted, uk. 600 (H) x 500 (W) x 230 (D) mm | 1 | set | BN | Survey Pasar | 1122879.1 | 1122879.1 | 0.0029385 |  |  | 1122879.1
| Segregation form 2A | [6 empty] | 0 |  |  | 0
| Protection degree IP30 | [6 empty] | 0 |  |  | 0
| Finishing powder coating RAL 7032 | [6 empty] | 0 |  |  | 0
[8 empty] | 0 |  |  | 0
| Incoming | [6 empty] | 0 |  |  | 0
- | MCCB 50 A / 3P / 18 kA | 1 | bh | BN | Survey Pasar | 490150.3621 | 490150.3621 | 0.0012827 |  |  | 490150.3621
- | Pilot lamp 230/240V (red) | 1 | bh | BN | Survey Pasar | 15580.7496 | 15580.7496 | 4.0774e-05 |  |  | 15580.7496
- | Pilot lamp 230/240V (yellow) | 1 | bh | BN | Survey Pasar | 15580.7496 | 15580.7496 | 4.0774e-05 |  |  | 15580.7496
- | Pilot lamp 230/240V (green) | 1 | bh | BN | Survey Pasar | 15580.7496 | 15580.7496 | 4.0774e-05 |  |  | 15580.7496
- | STI (Fuse Carrier) | 3 | bh | BN | Survey Pasar | 50815.1983 | 152445.5949 | 0.00039895 |  |  | 152445.5949
- | Tabung sekring (fuse catridge) | 3 | bh | BN | Survey Pasar | 26912.2038 | 80736.6114 | 0.00021129 |  |  | 80736.6114
[8 empty] | 0 |  |  | 0
| Outgoing | [6 empty] | 0 |  |  | 0
- | MCB 25 A / 3P / 10 kA | 1 | bh | BN | Survey Pasar | 490150.3621 | 490150.3621 | 0.0012827 |  |  | 490150.3621
- | MCB 10 A / 3P / 10 kA | 6 | bh | BN | Survey Pasar | 490150.3621 | 2940902.1727 | 0.0076963 |  |  | 2940902.1727
- | MCB 10 A / 1P / 6 kA | 2 | bh | BN | Survey Pasar | 56091.8213 | 112183.6427 | 0.00029358 |  |  | 112183.6427
- | Timer | 1 | bh | BN | Survey Pasar | 293909.5941 | 293909.5941 | 0.00076915 |  |  | 293909.5941
- | Contactor 1NO 16A | 1 | bh | BN | Survey Pasar | 109490.1765 | 109490.1765 | 0.00028653 |  |  | 109490.1765
[8 empty] | 0 |  |  | 0
| Lain-lain | [6 empty] | 0 |  |  | 0
- | Wiring, aksesoris dan instalasi | 1 | ls | - | Survey Pasar | 2500000 | 2500000 | 0.0065424 |  |  | 2500000
[8 empty] | 0 |  |  | 0
B | PEKERJAAN PENGKABELAN DAN DISTRIBUSI DAYA | [6 empty] | 0 |  |  | 0
1 | Penarikan kabel power dari Panel Rumah Pompa ke : | [6 empty] | 0 |  |  | 0
- | Panel Pompa Transfer Gedung - Kabel NYY 4 x 2.5 mm2 | 10.04 | m1 | S.01.09 | CK - 5.1.1.1.34 | 28657.7217 | 287723.5257 | 0.00075296 |  |  | 287723.5257
- | Panel Pompa Submersible - Kabel NYFGbY 4 x 4 mm2 | 123.91 | m1 | S.06.02 | CK - 5.1.1.5.15 | 60979.3448 | 7555950.6091 | 0.019774 |  |  | 7555950.6091
- | Pompa Sumpit GWT - Kabel NYY 4 x 2.5 mm2 | 10.6 | m1 | S.01.09 | CK - 5.1.1.1.34 | 174392.5186 | 1848560.6971 | 0.0048376 |  |  | 1848560.6971
- | Panel Blower STP - Kabel NYY 4 x 2.5 mm2 | 62.74 | m1 | S.01.09 | CK - 5.1.1.1.34 | 28657.7217 | 1797985.4582 | 0.0047053 |  |  | 1797985.4582
[8 empty] | 0 |  |  | 0
2 | Penarikan kabel grouding dari Panel Rumah Pompa ke : | [6 empty] | 0 |  |  | 0
- | Panel Pompa Transfer Gedung - Kabel NYA 2.5 mm2 | 10.04 | m1 | S.07.00 | CK - 5.1.1.2.2 | 7447.6711 | 74774.6175 | 0.00019568 |  |  | 74774.6175
- | Panel Pompa Submersible - Kabel NYA 4 mm2 | 123.91 | m1 | S.07.01 | CK - 5.1.1.2.3 | 11565.1621 | 1433039.2338 | 0.0037502 |  |  | 1433039.2338
- | Pompa Sumpit GWT - Kabel NYA 2.5 mm2 | 10.6 | m1 | S.07.00 | CK - 5.1.1.2.2 | 7447.6711 | 78945.3132 | 0.0002066 |  |  | 78945.3132
- | Panel Blower STP - Kabel NYA 2.5 mm2 | 62.74 | m1 | S.07.00 | CK - 5.1.1.2.2 | 7447.6711 | 467266.8824 | 0.0012228 |  |  | 467266.8824
[8 empty] | 0 |  |  | 0
C | PEKERJAAN KABEL TRAY | [6 empty] | 0 |  |  | 0
| Catatan : | [6 empty] | 0 |  |  | 0
| Pekerjaan ini sudah termasuk pengadaan alat beserta aksesoris lengkap terpasang | [6 empty] | 0 |  |  | 0
1 | Kabel tray uk. 100 x 100 mm | 7.54 | m1 | AD.01.6 | Analisa non standar | 174608.8677 | 1316550.8624 | 0.0034454 |  |  | 1316550.8624
2 | Cover tray uk. 100 x 100 mm | 7.54 | m1 | AD.07.6 | Analisa standar | 110759.0027 | 835122.8804 | 0.0021855 |  |  | 835122.8804
[8 empty] | 0 |  |  | 0
D | PEKERJAAN INSTALASI TITIK LAMPU DAN KOTAK KONTAK | [6 empty] | 0 |  |  | 0
| Catatan : | [6 empty] | 0 |  |  | 0
| Pekerjaan ini sudah termasuk pengadaan alat beserta instalasi lengkap terpasang sampai dengan berfungsi dan menyala dengan baik serta mencakup testing commisioning | [6 empty] | 0 |  |  | 0
1 | Instalasi titik lampu dengan 3 x 2.5 mm² kabel NYM dalam ∅ 20mm pipa conduit | 2 | Titik | T.01.01 | Analisa standar | 198603.3571 | 397206.7143 | 0.0010395 |  |  | 397206.7143
2 | Instalasi kotak kotak dengan 3 x 2.5 mm² kabel NYW dalam ∅ 20mm pipa conduit | 2 | Titik | T.01.02 | CK - 5.1.5.13 | 278365.6569 | 556731.3138 | 0.0014569 |  |  | 556731.3138
3 | Instalasi exhaust fan dengan 2 x 2.5 mm² kabel NYM dalam ∅ 20mm pipa conduit | 5 | Titik | AE.10.01 | CK - 5.5.2.45 | 262739.2948 | 1313696.4738 | 0.0034379 |  |  | 1313696.4738
4 | Baret Outbow 300 mm & LED Bulb 13 W | 2 | bh | T.02.14 | Analisa standar | 303933.4586 | 607866.9172 | 0.0015908 |  |  | 607866.9172
5 | Saklar ganda | 1 | bh | T.03.04 | CK - 5.1.5.2 | 46069.6517 | 46069.6517 | 0.00012056 |  |  | 46069.6517
6 | Kotak kontak dinding tunggal 16 A | 2 | bh | T.04.02 | CK - 5.1.5.9 | 507035.9275 | 1014071.8551 | 0.0026538 |  |  | 1014071.8551
7 | Exhaust Fan 16" 2010 CMH 73 W | 5 | unit | AE.10.11 | Analisa standar | 1077936.4904 | 5389682.4519 | 0.014105 |  |  | 5389682.4519
[8 empty] | 0 |  |  | 0
| BIAYA PEKERJAAN ELEKTRIKAL | [5 empty] | 33360835.3226 |  |  |  | 33360835.3226
IV | PEKERJAAN MEKANIKAL | [6 empty] | 0 |  |  | 0
A | PEKERJAAN INSTALASI AIR BERSIH | [6 empty] | 0 |  |  | 0
1 | Pompa kuras bak sumpit, dengan spesifikasi : | 1 | unit | P.01.7 | Analisa standar | 1639950.6512 | 1639950.6512 | 0.0042917 |  |  | 1639950.6512
| Tipe : Drain pump | [6 empty] | 0 |  |  | 0
| Total head : 10 m | [6 empty] | 0 |  |  | 0
| Debit : 90 Liter/menit | [6 empty] | 0 |  |  | 0
[8 empty] | 0 |  |  | 0
2 | Gutter ruang pompa 200 x 50 mm | 5.4 | m' | C.03.05 | Analisa non standar | 37000 | 199800 | 0.00052287 |  |  | 199800
3 | Floordrain | 1 | bh | O.03.2 | CK - 3.18.6.1 | 298201.9934 | 298201.9934 | 0.00078039 |  |  | 298201.9934
4 | Pipa drain pompa sump pit menuju saluran - Pipa PVC AW Ø 2" | 2.5 | m1 | N.02.01.06 | CK - 6.4.1.6 | 52702.9491 | 131757.3727 | 0.00034481 |  |  | 131757.3727
5 | Pipa drain gutter menuju pompa sump pit - Pipa PVC AW Ø 4" | 0.6 | m1 | N.02.01.09 | CK - 6.4.1.9 | 178017.1048 | 106810.2629 | 0.00027952 |  |  | 106810.2629
[8 empty] | 0 |  |  | 0
| BIAYA PEKERJAAN MEKANIKAL | [5 empty] | 2376520.2801 |  |  |  | 2376520.2801
D.2 | POWER HOUSE | [6 empty] | 0 |  |  | 0
I | PEKERJAAN STRUKTUR | [6 empty] | 0 |  |  | 0
A | PEKERJAAN GALIAN DAN URUGAN | [6 empty] | 0 |  |  | 0
1 | Galian pondasi Footplat F1 + Cy1, sedalam s.d. 1 m | 45.56 | m3 | B.01.01 | CK - 1.2.1.1.2 | 65955.45 | 3004930.302 | 0.0078638 |  |  | 3004930.302
2 | Galian pondasi Footplat F1 + Cy1, sedalam > 1 m s.d. 2 m | 45.56 | m3 | B.01.02 | CK - 1.2.1.1.5 | 79076.25 | 3602713.95 | 0.0094282 |  |  | 3602713.95
3 | Galian pondasi Footplat F1 + Cy1, sedalam > 2 m s.d. 3 m | 45.56 | m3 | B.01.03 | CK - 1.2.1.1.7 | 89034 | 4056389.04 | 0.010615 |  |  | 4056389.04
4 | Galian pondasi Footplat F1 + Cy1, sedalam > 3 m s.d. 4 m | 45.56 | m3 | B.01.05 | Analisa standar | 97820.25 | 4456690.59 | 0.011663 |  |  | 4456690.59
5 | Galian pondasi genset, sedalam s.d. 1 m | 14.91 | m3 | B.01.01 | CK - 1.2.1.1.2 | 65955.45 | 983395.7595 | 0.0025735 |  |  | 983395.7595
6 | Galian pondasi genset, sedalam > 1 m s.d. 2 m | 2.61 | m3 | B.01.02 | CK - 1.2.1.1.5 | 79076.25 | 206389.0125 | 0.00054011 |  |  | 206389.0125
7 | Galian pondasi batu kali, sedalam s.d. 1 m | 5.84 | m3 | B.01.01 | CK - 1.2.1.1.2 | 65955.45 | 385179.828 | 0.001008 |  |  | 385179.828
8 | Galian jalur kabel, sedalam s.d. 1 m | 8.2 | m3 | B.01.01 | CK - 1.2.1.1.2 | 70197.66 | 575620.812 | 0.0015064 |  |  | 575620.812
9 | Galian sloof, sedalam s.d. 1 m | 5.26 | m3 | B.01.01 | CK - 1.2.1.1.2 | 65955.45 | 346925.667 | 0.00090789 |  |  | 346925.667
10 | Urugan pasir dibawah lantai, tebal 100 mm | 6.12 | m3 | B.03.02 | CK - 1.3.1.3 | 240133.2818 | 1469615.6847 | 0.0038459 |  |  | 1469615.6847
11 | Urugan pasir dibawah jalur kabel, tebal 100 mm | 1 | m3 | B.03.02 | CK - 1.3.1.3 | 240133.2818 | 240133.2818 | 0.00062842 |  |  | 240133.2818
12 | Urugan pasir dibawah sloof, tebal 100 mm | 1.05 | m3 | B.03.02 | CK - 1.3.1.3 | 240133.2818 | 252139.9459 | 0.00065984 |  |  | 252139.9459
13 | Urugan pasir dibawah pondasi batu kali, tebal 100 mm | 0.6 | m3 | B.03.02 | CK - 1.3.1.3 | 240133.2818 | 144079.9691 | 0.00037705 |  |  | 144079.9691
14 | Urugan pasir dibawah pondasi genset, tebal 100 mm | 1.05 | m3 | B.03.02 | CK - 1.3.1.3 | 240133.2818 | 252139.9459 | 0.00065984 |  |  | 252139.9459
15 | Urugan pasir pengisi samping pondasi genset | 3.05 | m3 | B.03.02 | CK - 1.3.1.3 | 240133.2818 | 732406.5095 | 0.0019167 |  |  | 732406.5095
16 | Urugan tanah kembali bekas galian pondasi + pemadatan | 168.72 | m3 | B.03.07 | Analisa Standar | 72958.3716 | 12309536.4578 | 0.032214 |  |  | 12309536.4578
17 | Pembuangan tanah sisa galian | 8.15 | m3 | B.04.02 | SDA - A.3.01.1g.1.b | 10744.8737 | 87570.7208 | 0.00022917 |  |  | 87570.7208
[8 empty] | 0 |  |  | 0
B | PEKERJAAN STRUKTUR BAWAH | [6 empty] | 0 |  |  | 0
| Catatan : | [6 empty] | 0 |  |  | 0
| Pekerjaan beton bertulang meliputi : Beton ready mix, pembesian, bekisting, perancah/scafolding dan pembongkaran bekisting | [6 empty] | 0 |  |  | 0
1 | CY1 - Siklop; 60% beton fc 15 MPa dan 40 % batu belah | 22.78 | m3 | C.01.02.1 | Analisa Standar | 801012.5564 | 18247066.0357 | 0.047752 |  |  | 18247066.0357
2 | Besi Tulangan D13 - 150 | 945.2 | Kg | D.01.1.4 | CK - 2.2.1.1.1a | 14261.6802 | 13480140.1094 | 0.035277 |  |  | 13480140.1094
| PONDASI FOOTPLATE, ELV. -2.850 | [6 empty] | 0 |  |  | 0
3 | Footplat F1, uk. 1500 x 1500 mm | [6 empty] | 0 |  |  | 0
- | Bekisting bata merah (5x11x22) cm tebal ½ batu (camp. 1SP : 5PP) | 16.21 | m2 | D.03.02 | Analisa standar | 114691.2528 | 1859145.2073 | 0.0048653 |  |  | 1859145.2073
- | Penulangan slab | 639.47 | Kg | D.01.1.4 | CK - 2.2.1.1.1a | 14261.6802 | 9119916.6269 | 0.023867 |  |  | 9119916.6269
- | Beton Ready Mix F'c 22.5 Mpa | 6.08 | m3 | D.02.3.5 | Analisa Standar | 1108850 | 6741808 | 0.017643 |  |  | 6741808
| PONDASI GENSET | [6 empty] | 0 |  |  | 0
4 | Siklop; 60% beton fc 15 MPa dan 40 % batu belah | 13.09 | m3 | C.01.02.1 | Analisa Standar | 801012.5564 | 10485254.3638 | 0.02744 |  |  | 10485254.3638
5 | Besi Tulangan D13 - 450 | 61.26 | Kg | D.01.1.4 | CK - 2.2.1.1.1a | 14261.6802 | 873670.528 | 0.0022864 |  |  | 873670.528
6 | Pelindung plat dudukan genset - Besi Siku, uk. 50 x 50 x 5 mm | 54.44 | kg | D.01.2.7 | Analisa standar | 28000 | 1524320 | 0.0039891 |  |  | 1524320
| PONDASI BATU KALI | [6 empty] | 0 |  |  | 0
7 | Pasangan pondasi batu kali (1 Pc : 6 Ps) | 2.64 | m3 | C.01.01 | CK - 2.2.2.1.11 | 810108.474 | 2138686.3713 | 0.0055969 |  |  | 2138686.3713
[8 empty] | 0 |  |  | 0
C | PEKERJAAN STRUKTUR ATAS | [6 empty] | 0 |  |  | 0
1 | Rabat beton bawah lantai, tebal 100 mm (camp.1 pc : 3 ps : 5 kr) | 6.12 | m3 | D.02.1.1 | Analisa non standar | 1068870 | 6541484.4 | 0.017119 |  |  | 6541484.4
2 | Rabat beton dibawah jalur kabel, tebal 100 mm (camp.1 pc : 3 ps : 5 kr) | 1 | m3 | D.02.1.1 | Analisa non standar | 1068870 | 1068870 | 0.0027972 |  |  | 1068870
3 | Rabat beton bawah sloof, tebal 100 mm (camp.1 pc : 3 ps : 5 kr) | 1.05 | m3 | D.02.1.1 | Analisa non standar | 1068870 | 1122313.5 | 0.0029371 |  |  | 1122313.5
| KOLOM PEDESTAL, ELV (-3.850) S/D (-0.050) | [6 empty] | 0 |  |  | 0
4 | Kolom K1, uk. 400 x 400 mm | [6 empty] | 0 |  |  | 0
- | Bekisting untuk kolom (3x pakai) | 54.7 | m2 | D.03.10 | Analisa Standar | 147164.8982 | 8049919.933 | 0.021066 |  |  | 8049919.933
- | Penulangan kolom, balok, ring balk, sloof, dan shearwall | 1244.72 | Kg | D.01.1.2 | CK - 2.2.1.1.4a | 13041.05 | 16232455.756 | 0.04248 |  |  | 16232455.756
- | Beton Ready Mix F'c 22.5 Mpa | 5.47 | m3 | D.02.3.5 | Analisa Standar | 1211059.4336 | 6624495.1016 | 0.017336 |  |  | 6624495.1016
| KOLOM, ELV (-0.050) S/D (+4.150) | [6 empty] | 0 |  |  | 0
5 | Kolom K1, uk. 400 x 400 mm | [6 empty] | 0 |  |  | 0
- | Bekisting untuk kolom (3x pakai) | 60.5 | m2 | D.03.10 | Analisa Standar | 147164.8982 | 8903476.3427 | 0.0233 |  |  | 8903476.3427
- | Penulangan kolom, balok, ring balk, sloof, dan shearwall | 1222.47 | Kg | D.01.1.2 | CK - 2.2.1.1.4a | 13041.05 | 15942292.3935 | 0.041721 |  |  | 15942292.3935
- | Beton Ready Mix F'c 22.5 MPa | 6.05 | m3 | D.02.3.5 | Analisa Standar | 1211059.4336 | 7326909.573 | 0.019174 |  |  | 7326909.573
| PLAT, ELV. -0.050 | [6 empty] | 0 |  |  | 0
6 | Plat beton A0, tebal 120 mm | [6 empty] | 0 |  |  | 0
- | Bekisting untuk plat lantai (3x pakai) | 6.55 | m2 | D.03.12 | Analisa Standar | 145741.9945 | 954610.0637 | 0.0024982 |  |  | 954610.0637
- | Wiremesh ## M8-150 mm | 122.5 | m2 | D.01.1.5 | CK - 2.2.1.1.6b | 70993.7736 | 8696737.2692 | 0.022759 |  |  | 8696737.2692
- | Besi dowel Ø10 | 86.98 | Kg | D.01.1.4 | CK - 2.2.1.1.1a | 11916.05 | 1036458.029 | 0.0027124 |  |  | 1036458.029
- | Beton site mix F'c 22.5 Mpa | 7.35 | m3 | D.02.3.5 | Analisa Standar | 1211059.4336 | 8901286.8366 | 0.023294 |  |  | 8901286.8366
| PLAT, ELV. +4.150 | [6 empty] | 0 |  |  | 0
7 | Plat beton A1, tebal 130 mm | [6 empty] | 0 |  |  | 0
- | Bekisting untuk plat lantai (3x pakai) | 101.77 | m2 | D.03.12 | Analisa Standar | 145741.9945 | 14832162.7758 | 0.038815 |  |  | 14832162.7758
- | Penulangan slab | 1440.76 | Kg | D.01.1.4 | CK - 2.2.1.1.1a | 14261.6802 | 20547658.341 | 0.053773 |  |  | 20547658.341
- | Beton Ready Mix F'c 22.5 MPa | 13.23 | m3 | D.02.3.5 | Analisa Standar | 1211059.4336 | 16022316.306 | 0.04193 |  |  | 16022316.306
| PLAT DUDUKAN GENSET | [6 empty] | 0 |  |  | 0
8 | Plat dudukan genset, tebal 300 mm | [6 empty] | 0 |  |  | 0
- | Bekisting untuk plat lantai (3x pakai) | 10.47 | m2 | D.03.12 | Analisa Standar | 145741.9945 | 1525918.682 | 0.0039933 |  |  | 1525918.682
- | Penulangan slab | 412.2 | Kg | D.01.1.4 | CK - 2.2.1.1.1a | 14261.6802 | 5878664.5716 | 0.015384 |  |  | 5878664.5716
- | Beton Ready Mix F'c 22.5 MPa | 3.14 | m3 | D.02.3.5 | Analisa Standar | 1211059.4336 | 3802726.6214 | 0.0099516 |  |  | 3802726.6214
| JALUR KABEL | [6 empty] | 0 |  |  | 0
9 | Plat jalur kabel, tebal 120 mm | [6 empty] | 0 |  |  | 0
- | Bekisting untuk plat lantai (3x pakai) | 7.58 | m2 | D.03.12 | Analisa Standar | 145741.9945 | 1104724.318 | 0.002891 |  |  | 1104724.318
- | Penulangan kolom, balok, ring balk, sloof, dan shearwall | 89.24 | Kg | D.01.1.4 | CK - 2.2.1.1.1a | 13041.05 | 1163783.302 | 0.0030456 |  |  | 1163783.302
- | Beton Ready Mix F'c 22.5 MPa | 0.91 | m3 | D.02.3.5 | Analisa Standar | 1211059.4336 | 1102064.0845 | 0.0028841 |  |  | 1102064.0845
10 | Dinding beton jalur kabel, tebal 120 mm | [6 empty] | 0 |  |  | 0
- | Bekisting untuk dinding shearwall (3x pakai) | 22.83 | m2 | D.03.13 | Analisa Standar | 187635.2582 | 4283712.9439 | 0.01121 |  |  | 4283712.9439
- | Penulangan kolom, balok, ring balk, sloof, dan shearwall | 240.77 | Kg | D.01.1.2 | CK - 2.2.1.1.4a | 13041.05 | 3139893.6085 | 0.008217 |  |  | 3139893.6085
- | Beton Ready Mix F'c 22.5 MPa | 1.37 | m3 | D.02.3.5 | Analisa Standar | 1211059.4336 | 1659151.424 | 0.0043419 |  |  | 1659151.424
| SLOOF, ELV. -0.050 | [6 empty] | 0 |  |  | 0
11 | Sloof S1, uk. 250 x 400 mm | [6 empty] | 0 |  |  | 0
- | Bekisting untuk sloof (3x pakai) | 34.14 | m2 | D.03.09 | Analisa Standar | 119392.1581 | 4076048.2775 | 0.010667 |  |  | 4076048.2775
- | Penulangan kolom, balok, ring balk, sloof, dan shearwall | 736.14 | Kg | D.01.1.2 | CK - 2.2.1.1.4a | 13041.05 | 9600038.547 | 0.025123 |  |  | 9600038.547
- | Beton Ready Mix F'c 22.5 MPa | 2.95 | m3 | D.02.3.5 | Analisa Standar | 1211059.4336 | 3572625.329 | 0.0093495 |  |  | 3572625.329
| BALOK, ELV. +4.150 | [6 empty] | 0 |  |  | 0
12 | Balok B1, uk. 250 x 400 mm | [6 empty] | 0 |  |  | 0
- | Bekisting untuk balok (3x pakai) | 37.38 | m2 | D.03.11 | Analisa Standar | 147164.8982 | 5501023.8957 | 0.014396 |  |  | 5501023.8957
- | Penulangan kolom, balok, ring balk, sloof, dan shearwall | 880.85 | Kg | D.01.1.2 | CK - 2.2.1.1.4a | 13041.05 | 11487208.8925 | 0.030062 |  |  | 11487208.8925
- | Beton Ready Mix F'c 22.5 MPa | 3.23 | m3 | D.02.3.5 | Analisa Standar | 1211059.4336 | 3911721.9704 | 0.010237 |  |  | 3911721.9704
13 | Balok B2, uk. 250 x 400 mm | [6 empty] | 0 |  |  | 0
- | Bekisting untuk balok (3x pakai) | 5.79 | m2 | D.03.11 | Analisa Standar | 147164.8982 | 852084.7607 | 0.0022299 |  |  | 852084.7607
- | Penulangan kolom, balok, ring balk, sloof, dan shearwall | 133.7 | Kg | D.01.1.2 | CK - 2.2.1.1.4a | 13041.05 | 1743588.385 | 0.0045629 |  |  | 1743588.385
- | Beton Ready Mix F'c 22.5 MPa | 0.5 | m3 | D.02.3.5 | Analisa Standar | 1211059.4336 | 605529.7168 | 0.0015847 |  |  | 605529.7168
14 | Balok L1, uk. 130 x 400 mm | [6 empty] | 0 |  |  | 0
- | Bekisting untuk balok (3x pakai) | 27.11 | m2 | D.03.11 | Analisa Standar | 147164.8982 | 3989640.3909 | 0.010441 |  |  | 3989640.3909
- | Penulangan kolom, balok, ring balk, sloof, dan shearwall | 407.26 | Kg | D.01.1.2 | CK - 2.2.1.1.4a | 13041.05 | 5311098.023 | 0.013899 |  |  | 5311098.023
- | Beton Ready Mix F'c 22.5 MPa | 1.42 | m3 | D.02.3.5 | Analisa Standar | 1211059.4336 | 1719704.3957 | 0.0045004 |  |  | 1719704.3957
[8 empty] | 0 |  |  | 0
| BIAYA PEKERJAAN STUKTUR | [5 empty] | 316410263.4801 |  |  |  | 316410263.4801
II | PEKERJAAN ARSITEKTUR | [6 empty] | 0 |  |  | 0
A | PEKERJAAN GALIAN DAN URUGAN | [6 empty] | 0 |  |  | 0
1 | Galian pondasi batu kali, sedalam 1 meter | 0.81 | m3 | B.01.01 | CK - 1.2.1.1.2 | 65955.45 | 53423.9145 | 0.00013981 |  |  | 53423.9145
2 | Urugan pasir bawah pondasi batu kali, tebal 100 mm | 0.7 | m3 | B.03.02 | CK - 1.3.1.3 | 240133.2818 | 168093.2973 | 0.0004399 |  |  | 168093.2973
[8 empty] | 0 |  |  | 0
B | PEKERJAAN BETON PRAKTIS | [6 empty] | 0 |  |  | 0
| Catatan : | [6 empty] | 0 |  |  | 0
| Pekerjaan beton praktis meliputi : beton (camp. 1pc:3ps:5kr), besi tulangan dan bekisting | [6 empty] | 0 |  |  | 0
1 | Sloof praktis (SP1), uk. 100 x 200 mm (camp. beton 1pc : 3Ps : 5Kr) | 19.02 | m1 | D.04.04 | Analisa standar | 137546.1326 | 2616127.4428 | 0.0068463 |  |  | 2616127.4428
2 | Kolom praktis (KP1), uk. 100 x 100 mm (camp. beton 1pc : 3Ps : 5Kr) | 51 | m1 | D.04.01 | Analisa standar | 64611.4199 | 3295182.4162 | 0.0086234 |  |  | 3295182.4162
3 | Balok latieu (BL1), uk. 100 x 100 mm (camp. beton 1pc : 3Ps : 5Kr) | 38.8 | m1 | D.04.09 | Analisa standar | 68773.4473 | 2668409.7551 | 0.0069831 |  |  | 2668409.7551
4 | Balok praktis (BP1), uk. 100 x 200 mm (camp. beton 1pc : 3Ps : 5Kr) | 3.6 | m1 | D.04.05 | Analisa standar | 137546.1326 | 495166.0775 | 0.0012958 |  |  | 495166.0775
[8 empty] | 0 |  |  | 0
C | PEKERJAAN PASANGAN DAN PLESTERAN | [6 empty] | 0 |  |  | 0
1 | Pasangan pondasi batu kali (1pc : 6ps) | 3.39 | m3 | C.01.01 | CK - 2.2.2.1.11 | 810108.474 | 2746267.7268 | 0.0071869 |  |  | 2746267.7268
2 | Pasangan dinding bata ringan | 90.44 | m2 | C.02.03 | CK - 3.6.4.2 | 96532.5486 | 8730403.6912 | 0.022847 |  |  | 8730403.6912
3 | Plesteran dinding bata ringan | 180.88 | m2 | C.02.08 | CK - 3.7.7 | 49305.0435 | 8918296.2667 | 0.023339 |  |  | 8918296.2667
4 | Acian dinding bata ringan | 180.88 | m2 | C.02.09 | Analisa Standar | 40013.45 | 7237632.836 | 0.018941 |  |  | 7237632.836
5 | Plesteran skoning, lebar 10 mm (Camp. 1pc : 2ps) | 85.95 | m1 | C.02.06 | CK - 3.7.10 | 46613.1343 | 4006398.8906 | 0.010485 |  |  | 4006398.8906
6 | Plesteran + acian beton | 222.29 | m2 | C.02.10 | Analisa standar | 87079.4279 | 19356886.0303 | 0.050656 |  |  | 19356886.0303
7 | Cemen filler plat beton expose | 94.51 | m2 | C.03.03 | Analisa Standar | 21552.025 | 2036881.8827 | 0.0053305 |  |  | 2036881.8827
8 | Screeding plat dak dengan semen instan & perkuatan kawat ayam Ø ≥ 1 mm - | 101.76 | m2 | C.03.04 | Analisa Standar | 301891.678 | 30720497.1529 | 0.080395 |  |  | 30720497.1529
[8 empty] | 0 |  |  | 0
D | PEKERJAAN FINISHING LANTAI DAN DINDING | [6 empty] | 0 |  |  | 0
1 | Finishing floor hardener (medium duty) & finish trowel | 71.12 | m2 | J.04.1 | CK - 3.9.9.9 | 82676 | 5879917.12 | 0.015388 |  |  | 5879917.12
[8 empty] | 0 |  |  | 0
E | PEKERJAAN PINTU DAN JENDELA | [6 empty] | 0 |  |  | 0
| Catatan : | [6 empty] | 0 |  |  | 0
| Pekerjaan pintu dan jendela sudah termasuk kusen, daun pintu, daun jendela beserta aksesorisnya (handle, kunci, engsel, Pintu closer, dll) dan terpasang rapi | [6 empty] | 0 |  |  | 0
1 | Pintu, tipe P1 (2 unit) | [6 empty] | 0 |  |  | 0
- | Frame Lipped channel, uk. 150x50x20x 2.3 mm (finish zinchromate + cat besi) | 97.9 | kg | D.01.2.5 | Analisa standar | 32500 | 3181750 | 0.0083265 |  |  | 3181750
- | Hollow besi, uk. 40x40x1.2 mm (finish zinchromate + cat besi) | 69.6 | m1 | N.11.2 | Analisa standar | 67426.1958 | 4692863.2262 | 0.012281 |  |  | 4692863.2262
- | Plat besi, tebal 1.2 mm (finish zinchromate + cat besi) | 211.2 | kg | D.01.2.6 | Analisa Standar | 50000 | 10560000 | 0.027635 |  |  | 10560000
- | Handle pipa black steel Ø 1" | 4 | psg | F.04.06 | Analisa Standar | 426886.8259 | 1707547.3036 | 0.0044686 |  |  | 1707547.3036
- | Engsel pintu besi | 6 | psg | F.03.02 | CK - 3.11.4.5 | 72392.0144 | 434352.0865 | 0.0011367 |  |  | 434352.0865
- | Steel Lockcase Door | 2 | set | F.03.01 | CK - 3.11.4.4 | 487271.6268 | 974543.2535 | 0.0025504 |  |  | 974543.2535
[8 empty] | 0 |  |  | 0
2 | Louvre , tipe LV01 (2 unit) | [6 empty] | 0 |  |  | 0
- | Kusen alumunium, tebal 1.2 mm | 45.2 | m' | F.01.01.b | CK - 3.11.3.1 | 123617.1994 | 5587497.4135 | 0.014622 |  |  | 5587497.4135
- | Jalusi alumunium | 216 | m' | F.01.10 | Analisa Standar | 32937.9313 | 7114593.1525 | 0.018619 |  |  | 7114593.1525
[8 empty] | 0 |  |  | 0
3 | Louvre, tipe LV02 (1 unit) | [6 empty] | 0 |  |  | 0
- | Kusen alumunium, tebal 1.2 mm | 16.2 | m' | F.01.01.b | CK - 3.11.3.1 | 123617.1994 | 2002598.6305 | 0.0052407 |  |  | 2002598.6305
- | Jalusi alumunium | 53.3 | m' | F.01.10 | Analisa Standar | 32937.9313 | 1755591.7362 | 0.0045943 |  |  | 1755591.7362
[8 empty] | 0 |  |  | 0
4 | Louvre, tipe LV03 (1 unit) | [6 empty] | 0 |  |  | 0
- | Kusen alumunium, tebal 1.2 mm | 25.8 | m' | F.01.01.b | CK - 3.11.3.1 | 123617.1994 | 3189323.7448 | 0.0083464 |  |  | 3189323.7448
- | Jalusi alumunium | 123 | m' | F.01.10 | Analisa Standar | 32937.9313 | 4051365.5451 | 0.010602 |  |  | 4051365.5451
[8 empty] | 0 |  |  | 0
5 | Louvre, tipe LV04 (2 unit) | [6 empty] | 0 |  |  | 0
- | Kusen alumunium, tebal 1.2 mm | 28.4 | m' | F.01.01.b | CK - 3.11.3.1 | 123617.1994 | 3510728.4633 | 0.0091875 |  |  | 3510728.4633
- | Jalusi alumunium | 93.6 | m' | F.01.10 | Analisa Standar | 32937.9313 | 3082990.3661 | 0.0080681 |  |  | 3082990.3661
[8 empty] | 0 |  |  | 0
F | PEKERJAAN PENGECATAN | [6 empty] | 0 |  |  | 0
1 | Pengecatan dinding eksterior | 243.12 | m2 | K.02.3 | CK - 3.8.11 | 27231.9755 | 6620637.8892 | 0.017326 |  |  | 6620637.8892
2 | Pengecatan dinding interior | 160.06 | m2 | K.02.1 | CK - 3.8.10 | 24872.4755 | 3981088.4322 | 0.010418 |  |  | 3981088.4322
3 | Pengecatan Cement filler | 94.51 | m2 | K.02.4 | CK - 3.8.20.1 | 21552.025 | 2036881.8827 | 0.0053305 |  |  | 2036881.8827
4 | Pengecatan dengan waterproofing polyurethane & fiber net - plat dak | 101.76 | m2 | K.04.2 | Analisa Standar | 128948.908 | 13121840.8781 | 0.034339 |  |  | 13121840.8781
[8 empty] | 0 |  |  | 0
G | PEKERJAAN PAGAR BRC | [6 empty] | 0 |  |  | 0
1 | Pemasangan pagar BRC, tinggi 1200 mm, meliputi: | 5.02 | m' | L.01 | CK - 1.1.1.5 | 213033.7911 | 1069429.6312 | 0.0027987 |  |  | 1069429.6312
| Pagar BRC Ø 6 mm | [6 empty] | 0 |  |  | 0
| Tiang pagar BRC Ø 1.5", tinggi 1500 mm | [6 empty] | 0 |  |  | 0
| Plat besi, tebal 5 mm | [6 empty] | 0 |  |  | 0
| Angkur baut Ø 6 x 45 mm | [6 empty] | 0 |  |  | 0
[8 empty] | 0 |  |  | 0
H | PEKERJAAN GRILL | [6 empty] | 0 |  |  | 0
| Pekerjaan grill, meliputi : - Besi siku 50x50x5 mm - Pengelasan - Pekerjaan terpasang rapi dan sesuai gambar detail | [6 empty] | 0 |  |  | 0
1 | Grill, tipe GR01 | 0.75 | m' | AI.01 | Analisa non standar | 1561489.5264 | 1171117.1448 | 0.0030648 |  |  | 1171117.1448
2 | Grill, tipe GR02 | 5.15 | m' | AI.01 | Analisa non standar | 1561489.5264 | 8041671.0609 | 0.021045 |  |  | 8041671.0609
3 | Grill, tipe GR03 | 0.71 | m' | AI.01 | Analisa non standar | 1561489.5264 | 1108657.5637 | 0.0029013 |  |  | 1108657.5637
4 | Grill, tipe GR04 | 0.44 | m' | AI.01 | Analisa non standar | 1561489.5264 | 687055.3916 | 0.001798 |  |  | 687055.3916
5 | Grill, tipe GR05 | 1.14 | m' | AI.01 | Analisa non standar | 1561489.5264 | 1780098.0601 | 0.0046585 |  |  | 1780098.0601
[8 empty] | 0 |  |  | 0
| BIAYA PEKERJAAN ARSITEKTUR | [5 empty] | 190393807.357 |  |  |  | 190393807.357
III | PEKERJAAN ELEKTRIKAL | [6 empty] | 0 |  |  | 0
A | PEKERJAAN DAYA LISTRIK | [6 empty] | 0 |  |  | 0
| Catatan : | [6 empty] | 0 |  |  | 0
| Pekerjaan ini sudah termasuk pengadaan alat beserta instalasi lengkap terpasang sampai dengan berfungsi dan menyala dengan baik serta mencakup testing commisioning | [6 empty] | 0 |  |  | 0
1 | Low Voltage Main Distribution Panel (LVMDP) | [6 empty] | 0 |  |  | 0
- | Box panel floor standing, uk. 2100 (H) x 2400 (W) x 800 (D) mm | 1 | set | BN | Survey Pasar | 24474180.6271 | 24474180.6271 | 0.064048 |  |  | 24474180.6271
| Segregation form 3B | [6 empty] | 0 |  |  | 0
| Protection degree IP30 | [6 empty] | 0 |  |  | 0
| Finishing powder coating RAL 7032 | [6 empty] | 0 |  |  | 0
[8 empty] | 0 |  |  | 0
| Incoming PLN | [6 empty] | 0 |  |  | 0
- | ACB 1000 A / 4P / 50 kA | 1 | bh | BN | Survey Pasar | 22333889.6486 | 22333889.6486 | 0.058447 |  |  | 22333889.6486
- | Kontak bantu | 2 | bh | BN | Survey Pasar | 150849.9845 | 301699.9689 | 0.00078954 |  |  | 301699.9689
- | Under voltage release | 1 | bh | BN | Survey Pasar | 1384436.7098 | 1384436.7098 | 0.003623 |  |  | 1384436.7098
- | Shunt trip | 2 | bh | BN | Survey Pasar | 763456.7289 | 1526913.4578 | 0.0039959 |  |  | 1526913.4578
- | Push button ON (green) | 1 | bh | BN | Survey Pasar | 19121.829 | 19121.829 | 5.0041e-05 |  |  | 19121.829
- | Push button OFF (red) | 1 | bh | BN | Survey Pasar | 19121.829 | 19121.829 | 5.0041e-05 |  |  | 19121.829
- | Emergency stop | 1 | bh | BN | Survey Pasar | 35410.7945 | 35410.7945 | 9.2669e-05 |  |  | 35410.7945
- | Selector Switch M-O-A 2P | 1 | bh | BN | Survey Pasar | 35410.7945 | 35410.7945 | 9.2669e-05 |  |  | 35410.7945
- | Pilot lamp 230/240V (red) | 2 | bh | BN | Survey Pasar | 15580.7496 | 31161.4991 | 8.1549e-05 |  |  | 31161.4991
- | Pilot lamp 230/240V (yellow) | 2 | bh | BN | Survey Pasar | 15580.7496 | 31161.4991 | 8.1549e-05 |  |  | 31161.4991
- | Pilot lamp 230/240V (green) | 2 | bh | BN | Survey Pasar | 15580.7496 | 31161.4991 | 8.1549e-05 |  |  | 31161.4991
- | STI (Fuse Carrier) | 4 | bh | BN | Survey Pasar | 50815.1983 | 203260.7932 | 0.00053193 |  |  | 203260.7932
- | Tabung sekring (fuse catridge) | 4 | bh | BN | Survey Pasar | 26912.2038 | 107648.8152 | 0.00028171 |  |  | 107648.8152
- | Socket relay | 3 | bh | BN | Survey Pasar | 21201.8591 | 63605.5773 | 0.00016645 |  |  | 63605.5773
- | Relay 230VAC | 3 | bh | BN | Survey Pasar | 37639.5499 | 112918.6496 | 0.0002955 |  |  | 112918.6496
- | Timer delay | 1 | bh | BN | Survey Pasar | 145184.2573 | 145184.2573 | 0.00037994 |  |  | 145184.2573
- | Digital power meter PM 2220 | 1 | bh | BN | Survey Pasar | 2230880.0519 | 2230880.0519 | 0.0058381 |  |  | 2230880.0519
- | Current transformer 1000 / 5A | 4 | bh | BN | Survey Pasar | 544768.869 | 2179075.476 | 0.0057026 |  |  | 2179075.476
[8 empty] | 0 |  |  | 0
| Incoming Genset | [6 empty] | 0 |  |  | 0
- | ACB 1000 A / 4P / 50 kA | 1 | bh | BN | Survey Pasar | 22333889.6486 | 22333889.6486 | 0.058447 |  |  | 22333889.6486
- | Kontak bantu | 2 | bh | BN | Survey Pasar | 150849.9845 | 301699.9689 | 0.00078954 |  |  | 301699.9689
- | Under voltage release | 1 | bh | BN | Survey Pasar | 1384436.7098 | 1384436.7098 | 0.003623 |  |  | 1384436.7098
- | Shunt trip | 2 | bh | BN | Survey Pasar | 763456.7289 | 1526913.4578 | 0.0039959 |  |  | 1526913.4578
- | Push button ON (green) | 1 | bh | BN | Survey Pasar | 19121.829 | 19121.829 | 5.0041e-05 |  |  | 19121.829
- | Push button OFF (red) | 1 | bh | BN | Survey Pasar | 19121.829 | 19121.829 | 5.0041e-05 |  |  | 19121.829
- | Emergency stop | 1 | bh | BN | Survey Pasar | 35410.7945 | 35410.7945 | 9.2669e-05 |  |  | 35410.7945
- | Selector Switch M-O-A 2P | 2 | bh | BN | Survey Pasar | 35410.7945 | 70821.589 | 0.00018534 |  |  | 70821.589
- | Pilot lamp 230/240V (red) | 2 | bh | BN | Survey Pasar | 15580.7496 | 31161.4991 | 8.1549e-05 |  |  | 31161.4991
- | Pilot lamp 230/240V (yellow) | 2 | bh | BN | Survey Pasar | 15580.7496 | 31161.4991 | 8.1549e-05 |  |  | 31161.4991
- | Pilot lamp 230/240V (green) | 2 | bh | BN | Survey Pasar | 15580.7496 | 31161.4991 | 8.1549e-05 |  |  | 31161.4991
- | STI (Fuse Carrier) | 4 | bh | BN | Survey Pasar | 50815.1983 | 203260.7932 | 0.00053193 |  |  | 203260.7932
- | Tabung sekring (fuse catridge) | 4 | bh | BN | Survey Pasar | 26912.2038 | 107648.8152 | 0.00028171 |  |  | 107648.8152
- | Socket relay | 3 | bh | BN | Survey Pasar | 21201.8591 | 63605.5773 | 0.00016645 |  |  | 63605.5773
- | Relay 230VAC | 3 | bh | BN | Survey Pasar | 37639.5499 | 112918.6496 | 0.0002955 |  |  | 112918.6496
- | Timer delay | 1 | bh | BN | Survey Pasar | 145184.2573 | 145184.2573 | 0.00037994 |  |  | 145184.2573
- | Digital power meter PM 2220 | 1 | bh | BN | Survey Pasar | 2230880.0519 | 2230880.0519 | 0.0058381 |  |  | 2230880.0519
- | Current transformer 1000 / 5A | 4 | bh | BN | Survey Pasar | 544768.869 | 2179075.476 | 0.0057026 |  |  | 2179075.476
[8 empty] | 0 |  |  | 0
| Outgoing | [6 empty] | 0 |  |  | 0
- | ACB 800 A / 3P / 50 kA | 1 | bh | BN | Survey Pasar | 16963219.0676 | 16963219.0676 | 0.044392 |  |  | 16963219.0676
- | MCCB 50 A / 3P / 18 kA | 1 | bh | BN | Survey Pasar | 490150.3621 | 490150.3621 | 0.0012827 |  |  | 490150.3621
- | MCB 25 A / 3P / 10 kA | 1 | bh | BN | Survey Pasar | 364793.7435 | 364793.7435 | 0.00095465 |  |  | 364793.7435
- | MCB 10 A / 1P / 6 kA | 1 | bh | BN | Survey Pasar | 56091.8213 | 56091.8213 | 0.00014679 |  |  | 56091.8213
[8 empty] | 0 |  |  | 0
| Lain-lain | [6 empty] | 0 |  |  | 0
- | Busbar tembaga 5 x 4000 A | 1 | set | BN | Survey Pasar | 3364025.4751 | 3364025.4751 | 0.0088036 |  |  | 3364025.4751
- | Wiring, aksesoris dan instalasi | 1 | ls | - | Survey Pasar | 14000000 | 14000000 | 0.036638 |  |  | 14000000
[8 empty] | 0 |  |  | 0
B | PEKERJAAN PANEL | [6 empty] | 0 |  |  | 0
1 | Panel Daya Power House | [6 empty] | 0 |  |  | 0
- | Box panel wall mounted, uk. 600 (H) x 500 (W) x 230 (D) mm | 1 | set | BN | Survey Pasar | 1122879.1 | 1122879.1 | 0.0029385 |  |  | 1122879.1
| Segregation form 2A | [6 empty] | 0 |  |  | 0
| Protection degree IP30 | [6 empty] | 0 |  |  | 0
| Finishing powder coating RAL 7032 | [6 empty] | 0 |  |  | 0
[8 empty] | 0 |  |  | 0
| Incoming | [6 empty] | 0 |  |  | 0
- | MCB 25 A / 3P / 10 kA | 1 | bh | BN | Survey Pasar | 364793.7435 | 364793.7435 | 0.00095465 |  |  | 364793.7435
- | Pilot lamp 230/240V (red) | 1 | bh | BN | Survey Pasar | 15580.7496 | 15580.7496 | 4.0774e-05 |  |  | 15580.7496
- | Pilot lamp 230/240V (yellow) | 1 | bh | BN | Survey Pasar | 15580.7496 | 15580.7496 | 4.0774e-05 |  |  | 15580.7496
- | Pilot lamp 230/240V (green) | 1 | bh | BN | Survey Pasar | 15580.7496 | 15580.7496 | 4.0774e-05 |  |  | 15580.7496
- | STI (Fuse Carrier) | 3 | bh | BN | Survey Pasar | 50815.1983 | 152445.5949 | 0.00039895 |  |  | 152445.5949
- | Tabung sekring (fuse catridge) | 3 | bh | BN | Survey Pasar | 26912.2038 | 80736.6114 | 0.00021129 |  |  | 80736.6114
[8 empty] | 0 |  |  | 0
| Outgoing | [6 empty] | 0 |  |  | 0
- | MCB 10 A / 1P / 10 kA | 1 | bh | BN | Survey Pasar | 85235.3463 | 85235.3463 | 0.00022306 |  |  | 85235.3463
- | MCB 10 A / 1P / 6 kA | 6 | bh | BN | Survey Pasar | 56091.8213 | 336550.928 | 0.00088074 |  |  | 336550.928
- | Timer | 2 | bh | BN | Survey Pasar | 293909.5941 | 587819.1883 | 0.0015383 |  |  | 587819.1883
- | Contactor 1NO 16A | 3 | bh | BN | Survey Pasar | 109490.1765 | 328470.5296 | 0.0008596 |  |  | 328470.5296
[8 empty] | 0 |  |  | 0
| Lain-lain | [6 empty] | 0 |  |  | 0
- | Wiring, aksesoris dan instalasi | 1 | ls | - | Survey Pasar | 500000 | 500000 | 0.0013085 |  |  | 500000
[8 empty] | 0 |  |  | 0
C | PEKERJAAN PENGKABELAN DAN DISTRIBUSI DAYA | [6 empty] | 0 |  |  | 0
1 | Penarikan kabel power dari Gardu PLN ke : | [6 empty] | 0 |  |  | 0
- | Kubikel Pelanggan - Kabel N2XSEbY 3 x 70 mm2 | 15.2 | m1 | S.12.01 | Analisa standar | 636897.0779 | 9680835.5845 | 0.025334 |  |  | 9680835.5845
- | Kubikel Pelanggan - Kabel N2XSY 70 mm2 | 15.2 | m1 | S.03.00 | Analisa standar | 186891.2852 | 2840747.5354 | 0.0074342 |  |  | 2840747.5354
[8 empty] | 0 |  |  | 0
2 | Penarikan kabel power dari Kubikel Pelanggan ke : | [6 empty] | 0 |  |  | 0
- | Trafo - Kabel N2XSEbY 3 x 70 mm2 | 10.37 | m1 | S.12.01 | Analisa standar | 636897.0779 | 6604622.6981 | 0.017284 |  |  | 6604622.6981
- | Trafo - Kabel N2XSY 70 mm2 | 10.37 | m1 | S.03.00 | Analisa standar | 186891.2852 | 1938062.6278 | 0.0050719 |  |  | 1938062.6278
[8 empty] | 0 |  |  | 0
3 | Penarikan kabel power dari Trafo ke : | [6 empty] | 0 |  |  | 0
- | LVMDP - Kabel NYY 8 x (1 x 300 mm2) | 17.49 | m1 | S.01.27 | Analisa standar | 2887403.4 | 50500685.466 | 0.13216 |  |  | 50500685.466
[8 empty] | 0 |  |  | 0
4 | Penarikan kabel power dari LVMDP ke : | [6 empty] | 0 |  |  | 0
- | Main Distribution Panel Gedung - Kabel NYFGbY 2 x (4 x 300 mm2) | 67.24 | m1 | S.06.04 | CK - 5.1.1.5.28 | 2500000 | 168100000 | 0.43991 |  |  | 168100000
- | Panel Daya Power House - Kabel NYY 4 x 4 mm2 | 11.86 | m1 | S.01.10 | CK - 5.1.1.1.35 | 39544.1462 | 468993.5737 | 0.0012273 |  |  | 468993.5737
- | Panel Daya Rumah Pompa - Kabel NYY 4 x 16 mm2 | 130.13 | m1 | S.01.12 | CK - 5.1.1.1.38 | 114535.1012 | 14904452.7148 | 0.039005 |  |  | 14904452.7148
[8 empty] | 0 |  |  | 0
5 | Penarikan kabel grounding dari LVMDP ke : | [6 empty] | 0 |  |  | 0
- | Panel Daya Power House - Kabel NYA 4 mm2 | 11.86 | m1 | S.07.01 | CK - 5.1.1.2.3 | 11565.1621 | 137162.8223 | 0.00035895 |  |  | 137162.8223
- | Panel Daya Rumah Pompa - Kabel NYA 16 mm2 | 130.13 | m1 | S.07.04 | CK - 5.1.1.2.6 | 31223.6488 | 4063133.4188 | 0.010633 |  |  | 4063133.4188
[8 empty] | 0 |  |  | 0
D | PEKERJAAN KABEL TRAY | [6 empty] | 0 |  |  | 0
1 | Kabel tray 300 mm x 100 mm | 4 | m1 | AD.01.4 | CK - 5.1.1.12.4 | 265927.4432 | 1063709.773 | 0.0027837 |  |  | 1063709.773
2 | Outside tray uk. 300 x 100 mm | 4 | bh | AD.05.4 | Analisa standar | 445427.9061 | 1781711.6243 | 0.0046627 |  |  | 1781711.6243
3 | Kabel ladder uk. 300 x 100 mm | 12 | m1 | AD.02.4 | CK - 5.1.1.12.9 | 216715.4188 | 2600585.026 | 0.0068057 |  |  | 2600585.026
4 | Sparing Pipa kabel - Pipa PVC AW Ø 4" | 8 | m1 | N.02.01.09 | CK - 6.4.1.9 | 178017.1048 | 1424136.8384 | 0.0037269 |  |  | 1424136.8384
[8 empty] | 0 |  |  | 0
E | PEKERJAAN GROUNDING | [6 empty] | 0 |  |  | 0
1 | Grounding Kubikel Pelanggan | [6 empty] | 0 |  |  | 0
- | Busbar tembaga, uk. 4 x 40 mm | 2 | set | BN | Survey Pasar | 771247.1037 | 1542494.2073 | 0.0040367 |  |  | 1542494.2073
- | Grounding dengan kabel NYA 70 mm² | 5 | m1 | S.07.08 | Analisa standar | 115177.2239 | 575886.1197 | 0.0015071 |  |  | 575886.1197
- | Pipa PVC AW Ø 2" | 5 | m1 | N.02.01.06 | CK - 6.4.1.6 | 52702.9491 | 263514.7453 | 0.00068961 |  |  | 263514.7453
- | Grounding rod Ø 5/8 lengkap dengan driving stud, clamp, coupler dan drill head | 1 | set | AA.09 | Analisa standar | 1305146.4396 | 1305146.4396 | 0.0034155 |  |  | 1305146.4396
- | Bak kontrol grounding PVC (polymer inspection pit) | 1 | unit | AA.10 | Analisa standar | 574457.3335 | 574457.3335 | 0.0015033 |  |  | 574457.3335
- | Pengeboran sumur grounding | 12 | m' | BN | Survey Pasar | 80205.65 | 962467.8 | 0.0025187 |  |  | 962467.8
[8 empty] | 0 |  |  | 0
2 | Grounding Trafo | [6 empty] | 0 |  |  | 0
- | Grounding dengan kabel NYA 70 mm² | 12 | m1 | S.07.08 | Analisa standar | 115177.2239 | 1382126.6874 | 0.003617 |  |  | 1382126.6874
- | Pipa PVC AW Ø 2" | 12 | m1 | N.02.01.06 | CK - 6.4.1.6 | 52702.9491 | 632435.3888 | 0.0016551 |  |  | 632435.3888
- | Grounding rod Ø 5/8 lengkap dengan driving stud, clamp, coupler dan drill head | 2 | set | AA.09 | Analisa standar | 1305146.4396 | 2610292.8792 | 0.0068311 |  |  | 2610292.8792
- | Bak kontrol grounding PVC (polymer inspection pit) | 2 | unit | AA.10 | Analisa standar | 574457.3335 | 1148914.6669 | 0.0030067 |  |  | 1148914.6669
- | Pengeboran sumur grounding | 24 | m' | BN | Survey Pasar | 80205.65 | 1924935.6 | 0.0050375 |  |  | 1924935.6
[8 empty] | 0 |  |  | 0
3 | Grounding Panel TM | [6 empty] | 0 |  |  | 0
- | Busbar tembaga, uk. 4 x 40 mm | 2 | set | BN | Survey Pasar | 771247.1037 | 1542494.2073 | 0.0040367 |  |  | 1542494.2073
- | Grounding dengan kabel NYA 150 mm² | 5 | m1 | S.07.12 | Analisa standar | 229787.1065 | 1148935.5324 | 0.0030067 |  |  | 1148935.5324
- | Pipa PVC AW Ø 2" | 5 | m1 | N.02.01.06 | CK - 6.4.1.6 | 52702.9491 | 263514.7453 | 0.00068961 |  |  | 263514.7453
- | Grounding rod Ø 5/8 lengkap dengan driving stud, clamp, coupler dan drill head | 1 | set | AA.09 | Analisa standar | 1305146.4396 | 1305146.4396 | 0.0034155 |  |  | 1305146.4396
- | Bak kontrol grounding PVC (polymer inspection pit) | 1 | unit | AA.10 | Analisa standar | 574457.3335 | 574457.3335 | 0.0015033 |  |  | 574457.3335
- | Pengeboran sumur grounding | 12 | m' | BN | Survey Pasar | 80205.65 | 962467.8 | 0.0025187 |  |  | 962467.8
[8 empty] | 0 |  |  | 0
4 | Grounding Genset | [6 empty] | 0 |  |  | 0
- | Grounding dengan kabel NYA 70 mm² | 8 | m1 | S.07.08 | Analisa standar | 115177.2239 | 921417.7916 | 0.0024113 |  |  | 921417.7916
- | Pipa PVC AW Ø 2" | 8 | m1 | N.02.01.06 | CK - 6.4.1.6 | 52702.9491 | 421623.5926 | 0.0011034 |  |  | 421623.5926
- | Grounding rod Ø 5/8 lengkap dengan driving stud, clamp, coupler dan drill head | 1 | set | AA.09 | Analisa standar | 1305146.4396 | 1305146.4396 | 0.0034155 |  |  | 1305146.4396
- | Bak kontrol grounding PVC (polymer inspection pit) | 1 | unit | AA.10 | Analisa standar | 574457.3335 | 574457.3335 | 0.0015033 |  |  | 574457.3335
- | Pengeboran sumur grounding | 12 | m' | BN | Survey Pasar | 80205.65 | 962467.8 | 0.0025187 |  |  | 962467.8
[8 empty] | 0 |  |  | 0
G | PEKERJAAN INSTALASI TITIK LAMPU DAN KOTAK KONTAK | [6 empty] | 0 |  |  | 0
| Catatan : | [6 empty] | 0 |  |  | 0
| Pekerjaan ini sudah termasuk pengadaan alat beserta instalasi lengkap terpasang sampai dengan berfungsi dan menyala dengan baik serta mencakup testing commisioning | [6 empty] | 0 |  |  | 0
1 | Instalasi titik lampu dengan 3 x 2.5 mm² kabel NYM dalam ∅ 20mm pipa conduit | 12 | Titik | T.01.01 | Analisa standar | 278365.6569 | 3340387.8829 | 0.0087417 |  |  | 3340387.8829
2 | Instalasi kotak kotak dengan 3 x 2.5 mm² kabel NYW dalam ∅ 20mm pipa conduit | 3 | Titik | T.01.02 | CK - 5.1.5.13 | 278365.6569 | 835096.9707 | 0.0021854 |  |  | 835096.9707
3 | Instalasi exhaust fan dengan 2 x 2.5 mm² kabel NYM dalam ∅ 20mm pipa conduit | 4 | Titik | AE.10.01 | CK - 5.5.2.45 | 198603.3571 | 794413.4286 | 0.002079 |  |  | 794413.4286
4 | Baret Outbow 300 mm & LED Bulb 13 W | 12 | bh | T.02.14 | Analisa standar | 303933.4586 | 3647201.5032 | 0.0095446 |  |  | 3647201.5032
5 | Saklar ganda | 2 | bh | T.03.04 | CK - 5.1.5.2 | 46069.6517 | 92139.3035 | 0.00024113 |  |  | 92139.3035
6 | Kotak kontak dinding tunggal 16 A | 3 | bh | T.04.02 | CK - 5.1.5.9 | 507035.9275 | 1521107.7826 | 0.0039807 |  |  | 1521107.7826
7 | Wall Exhaust Fan 16" 2010 CMH 73 W | 4 | unit | AE.10.11 | Analisa standar | 1077936.4904 | 4311745.9615 | 0.011284 |  |  | 4311745.9615
[8 empty] | 0 |  |  | 0
| BIAYA PEKERJAAN ELEKTRIKAL | [5 empty] | 428493404.9011 |  |  |  | 428493404.9011
D.3 | GARDU PLN | [6 empty] | 0 |  |  | 0
I | PEKERJAAN STRUKTUR | [6 empty] | 0 |  |  | 0
A | PEKERJAAN GALIAN DAN URUGAN | [6 empty] | 0 |  |  | 0
1 | Galian pondasi Footplat F1, sedalam s.d. 1 m | 14.44 | m3 | B.01.01 | CK - 1.2.1.1.2 | 65955.45 | 952396.698 | 0.0024924 |  |  | 952396.698
2 | Galian pondasi Footplat F1, sedalam > 1 m s.d. 2 m | 3.25 | m3 | B.01.02 | CK - 1.2.1.1.5 | 79076.25 | 256997.8125 | 0.00067256 |  |  | 256997.8125
3 | Galian pondasi batu kali, sedalam s.d. 1 m | 7.12 | m3 | B.01.01 | CK - 1.2.1.1.2 | 65955.45 | 469602.804 | 0.0012289 |  |  | 469602.804
4 | Galian jalur kabel, sedalam s.d. 1 m | 3.38 | m3 | B.01.01 | CK - 1.2.1.1.2 | 70197.66 | 237268.0908 | 0.00062092 |  |  | 237268.0908
5 | Galian sloof, sedalam s.d. 1 m | 0.84 | m3 | B.01.01 | CK - 1.2.1.1.2 | 65955.45 | 55402.578 | 0.00014499 |  |  | 55402.578
6 | Urugan pasir dibawah footplat, tebal 100 mm | 1.44 | m3 | B.03.02 | CK - 1.3.1.3 | 240133.2818 | 345791.9258 | 0.00090493 |  |  | 345791.9258
7 | Urugan pasir dibawah lantai, tebal 100 mm | 4.1 | m3 | B.03.02 | CK - 1.3.1.3 | 240133.2818 | 984546.4554 | 0.0025765 |  |  | 984546.4554
8 | Urugan pasir dibawah jalur kabel, tebal 100 mm | 0.41 | m3 | B.03.02 | CK - 1.3.1.3 | 240133.2818 | 98454.6455 | 0.00025765 |  |  | 98454.6455
9 | Urugan pasir dibawah sloof, tebal 100 mm | 0.42 | m3 | B.03.02 | CK - 1.3.1.3 | 240133.2818 | 100855.9784 | 0.00026394 |  |  | 100855.9784
10 | Urugan pasir dibawah pondasi batu kali, tebal 100 mm | 1.58 | m3 | B.03.02 | CK - 1.3.1.3 | 240133.2818 | 379410.5853 | 0.00099291 |  |  | 379410.5853
11 | Urugan tanah kembali bekas galian pondasi + pemadatan | 12.38 | m3 | B.03.07 | Analisa Standar | 72958.3716 | 903224.6405 | 0.0023637 |  |  | 903224.6405
12 | Pembuangan tanah sisa galian | 7.05 | m3 | B.04.02 | SDA - A.3.01.1g.1.b | 10744.8737 | 75751.3597 | 0.00019824 |  |  | 75751.3597
[8 empty] | 0 |  |  | 0
B | PEKERJAAN STRUKTUR BAWAH | [6 empty] | 0 |  |  | 0
| Catatan : | [6 empty] | 0 |  |  | 0
| Pekerjaan beton bertulang meliputi : Beton ready mix, pembesian, bekisting, perancah/scafolding dan pembongkaran bekisting | [6 empty] | 0 |  |  | 0
1 | Rabat beton bawah lantai, tebal 100 mm (camp.1 pc : 3 ps : 5 kr) | 1.44 | m3 | D.02.1.1 | Analisa non standar | 1068870 | 1539172.8 | 0.004028 |  |  | 1539172.8
| PONDASI FOOTPLATE | [6 empty] | 0 |  |  | 0
2 | Footplat F1 | [6 empty] | 0 |  |  | 0
- | Bekisting bata merah (5x11x22) cm tebal ½ batu (camp. 1SP : 5PP) | 7.2 | m2 | D.03.02 | Analisa standar | 114691.2528 | 825777.0199 | 0.002161 |  |  | 825777.0199
- | Penulangan slab | 232.05 | Kg | D.01.1.4 | CK - 2.2.1.1.1a | 14261.6802 | 3309422.8866 | 0.0086607 |  |  | 3309422.8866
- | Beton ready mix F'c 28 MPa | 2.7 | m3 | D.02.3.7 | Analisa Standar | 1289599.4336 | 3481918.4706 | 0.0091121 |  |  | 3481918.4706
| PONDASI BATU KALI | [6 empty] | 0 |  |  | 0
3 | Pasangan pondasi batu kali (1 Pc : 6 Ps) | 10.08 | m3 | C.01.01 | CK - 2.2.2.1.11 | 810108.474 | 8165893.4177 | 0.02137 |  |  | 8165893.4177
[8 empty] | 0 |  |  | 0
C | PEKERJAAN STRUKTUR ATAS | [6 empty] | 0 |  |  | 0
1 | Rabat beton bawah lantai, tebal 100 mm (camp.1 pc : 3 ps : 5 kr) | 4.1 | m3 | D.02.1.1 | Analisa non standar | 1068870 | 4382367 | 0.011469 |  |  | 4382367
2 | Rabat beton dibawah jalur kabel, tebal 100 mm (camp.1 pc : 3 ps : 5 kr) | 0.41 | m3 | D.02.1.1 | Analisa non standar | 1068870 | 438236.7 | 0.0011469 |  |  | 438236.7
3 | Rabat beton bawah sloof, tebal 100 mm (camp.1 pc : 3 ps : 5 kr) | 0.42 | m3 | D.02.1.1 | Analisa non standar | 1068870 | 448925.4 | 0.0011748 |  |  | 448925.4
| KOLOM PEDESTAL, ELV (-1.450) S/D (-0.050) | [6 empty] | 0 |  |  | 0
4 | Kolom K1, uk. 300 x 300 mm | [6 empty] | 0 |  |  | 0
- | Bekisting untuk kolom (3x pakai) | 6.67 | m2 | D.03.10 | Analisa Standar | 147164.8982 | 981589.8712 | 0.0025688 |  |  | 981589.8712
- | Penulangan kolom, balok, ring balk, sloof, dan shearwall | 144.93 | Kg | D.01.1.2 | CK - 2.2.1.1.4a | 13041.05 | 1890039.3765 | 0.0049462 |  |  | 1890039.3765
- | Beton ready mix F'c 25 MPa | 0.5 | m3 | D.02.3.6 | Analisa Standar | 1233499.4336 | 616749.7168 | 0.001614 |  |  | 616749.7168
| KOLOM, ELV (-0.050) S/D (+4.150) | [6 empty] | 0 |  |  | 0
5 | Kolom K1, uk. 300 x 300 mm | [6 empty] | 0 |  |  | 0
- | Bekisting untuk kolom (3x pakai) | 20.13 | m2 | D.03.10 | Analisa Standar | 147164.8982 | 2962429.4013 | 0.0077526 |  |  | 2962429.4013
- | Penulangan kolom, balok, ring balk, sloof, dan shearwall | 318.3 | Kg | D.01.1.2 | CK - 2.2.1.1.4a | 13041.05 | 4150966.215 | 0.010863 |  |  | 4150966.215
- | Beton ready mix F'c 25 MPa | 1.51 | m3 | D.02.3.6 | Analisa Standar | 1233499.4336 | 1862584.1447 | 0.0048743 |  |  | 1862584.1447
| PLAT, ELV. -0.050 | [6 empty] | 0 |  |  | 0
6 | Plat beton A0, tebal 120 mm | [6 empty] | 0 |  |  | 0
- | Bekisting untuk plat lantai (3x pakai) | 4.39 | m2 | D.03.12 | Analisa Standar | 145741.9945 | 639807.3557 | 0.0016744 |  |  | 639807.3557
- | Wiremesh # M8-150 mm | 41 | m2 | D.01.1.5 | CK - 2.2.1.1.6b | 55153.33 | 2261286.53 | 0.0059177 |  |  | 2261286.53
- | Besi dowel Ø10 | 29.11 | Kg | D.01.1.4 | CK - 2.2.1.1.1a | 11916.05 | 346876.2155 | 0.00090776 |  |  | 346876.2155
- | Beton ready mix F'c 25 MPa | 4.92 | m3 | D.02.3.6 | Analisa Standar | 1233499.4336 | 6068817.2131 | 0.015882 |  |  | 6068817.2131
| PLAT, ELV. +4.150 | [6 empty] | 0 |  |  | 0
7 | Plat beton A1, tebal 130 mm | [6 empty] | 0 |  |  | 0
- | Bekisting untuk plat lantai (3x pakai) | 37.77 | m2 | D.03.12 | Analisa Standar | 145741.9945 | 5504675.1306 | 0.014406 |  |  | 5504675.1306
- | Penulangan slab | 534.71 | Kg | D.01.1.4 | CK - 2.2.1.1.1a | 11916.05 | 6371631.0955 | 0.016674 |  |  | 6371631.0955
- | Beton ready mix F'c 25 MPa | 4.91 | m3 | D.02.3.6 | Analisa Standar | 1233499.4336 | 6056482.2188 | 0.01585 |  |  | 6056482.2188
| JALUR KABEL | [6 empty] | 0 |  |  | 0
8 | Plat jalur kabel, tebal 120 mm | [6 empty] | 0 |  |  | 0
- | Bekisting untuk plat lantai (3x pakai) | 3.17 | m2 | D.03.12 | Analisa Standar | 145741.9945 | 462002.1224 | 0.001209 |  |  | 462002.1224
- | Penulangan kolom, balok, ring balk, sloof, dan shearwall | 37.27 | Kg | D.01.1.4 | CK - 2.2.1.1.1a | 13041.05 | 486039.9335 | 0.001272 |  |  | 486039.9335
- | Beton ready mix F'c 25 MPa | 0.38 | m3 | D.02.3.6 | Analisa Standar | 1233499.4336 | 468729.7848 | 0.0012267 |  |  | 468729.7848
9 | Dinding beton jalur kabel, tebal 120 mm | [6 empty] | 0 |  |  | 0
- | Bekisting untuk dinding shearwall (3x pakai) | 9.33 | m2 | D.03.13 | Analisa Standar | 187635.2582 | 1750636.9587 | 0.0045814 |  |  | 1750636.9587
- | Penulangan kolom, balok, ring balk, sloof, dan shearwall | 98.42 | Kg | D.01.1.2 | CK - 2.2.1.1.4a | 13041.05 | 1283500.141 | 0.0033589 |  |  | 1283500.141
- | Beton ready mix F'c 25 MPa | 0.56 | m3 | D.02.3.6 | Analisa Standar | 1233499.4336 | 690759.6828 | 0.0018077 |  |  | 690759.6828
| SLOOF, ELV. -0.050 | [6 empty] | 0 |  |  | 0
10 | Sloof S1, uk. 250 x 400 mm | [6 empty] | 0 |  |  | 0
- | Bekisting untuk sloof (3x pakai) | 13.65 | m2 | D.03.09 | Analisa Standar | 119392.1581 | 1629702.958 | 0.0042649 |  |  | 1629702.958
- | Penulangan kolom, balok, ring balk, sloof, dan shearwall | 312.16 | Kg | D.01.1.2 | CK - 2.2.1.1.4a | 13041.05 | 4070894.168 | 0.010653 |  |  | 4070894.168
- | Beton ready mix F'c 25 MPa | 1.18 | m3 | D.02.3.6 | Analisa Standar | 1233499.4336 | 1455529.3316 | 0.0038091 |  |  | 1455529.3316
| BALOK, ELV. +4.150 | [6 empty] | 0 |  |  | 0
11 | Balok B1, uk. 250 x 400 mm | [6 empty] | 0 |  |  | 0
- | Bekisting untuk balok (3x pakai) | 16.66 | m2 | D.03.11 | Analisa Standar | 147164.8982 | 2451767.2045 | 0.0064162 |  |  | 2451767.2045
- | Penulangan kolom, balok, ring balk, sloof, dan shearwall | 407.72 | Kg | D.01.1.2 | CK - 2.2.1.1.4a | 13041.05 | 5317096.906 | 0.013915 |  |  | 5317096.906
- | Beton ready mix F'c 25 MPa | 1.44 | m3 | D.02.3.6 | Analisa Standar | 1233499.4336 | 1776239.1843 | 0.0046484 |  |  | 1776239.1843
12 | Balok B2, uk. 250 x 400 mm | [6 empty] | 0 |  |  | 0
- | Bekisting untuk balok (3x pakai) | 6.6 | m2 | D.03.11 | Analisa Standar | 147164.8982 | 971288.3283 | 0.0025418 |  |  | 971288.3283
- | Penulangan kolom, balok, ring balk, sloof, dan shearwall | 174.98 | Kg | D.01.1.2 | CK - 2.2.1.1.4a | 13041.05 | 2281922.929 | 0.0059717 |  |  | 2281922.929
- | Beton ready mix F'c 25 MPa | 0.57 | m3 | D.02.3.6 | Analisa Standar | 1233499.4336 | 703094.6771 | 0.00184 |  |  | 703094.6771
13 | Balok L1, uk. 130 x 400 mm | [6 empty] | 0 |  |  | 0
- | Bekisting untuk balok (3x pakai) | 18.21 | m2 | D.03.11 | Analisa Standar | 147164.8982 | 2679872.7967 | 0.0070131 |  |  | 2679872.7967
- | Penulangan kolom, balok, ring balk, sloof, dan shearwall | 305.57 | Kg | D.01.1.2 | CK - 2.2.1.1.4a | 13041.05 | 3984953.6485 | 0.010429 |  |  | 3984953.6485
- | Beton ready mix F'c 25 MPa | 0.9 | m3 | D.02.3.6 | Analisa Standar | 1233499.4336 | 1110149.4902 | 0.0029052 |  |  | 1110149.4902
[8 empty] | 0 |  |  | 0
| BIAYA PEKERJAAN STUKTUR | [5 empty] | 100739531.9987 |  |  |  | 100739531.9987
II | PEKERJAAN ARSITEKTUR | [6 empty] | 0 |  |  | 0
A | PEKERJAAN GALIAN DAN URUGAN | [6 empty] | 0 |  |  | 0
1 | Galian pondasi batu kali, sedalam 1 meter | 14.36 | m3 | B.01.01 | CK - 1.2.1.1.2 | 65955.45 | 947120.262 | 0.0024786 |  |  | 947120.262
2 | Urugan pasir bawah pondasi batu kali, tebal 100 mm | 2.87 | m3 | B.03.02 | CK - 1.3.1.3 | 240133.2818 | 689182.5188 | 0.0018036 |  |  | 689182.5188
3 | Urugan tanah kembali bekas galian pondasi + pemadatan | 10.5 | m3 | B.03.07 | Analisa Standar | 72958.3716 | 766062.9019 | 0.0020048 |  |  | 766062.9019
[8 empty] | 0 |  |  | 0
B | PEKERJAAN BETON PRAKTIS | [6 empty] | 0 |  |  | 0
| Catatan : | [6 empty] | 0 |  |  | 0
| Pekerjaan beton praktis meliputi : beton (camp. 1pc:3ps:5kr), besi tulangan dan bekisting | [6 empty] | 0 |  |  | 0
1 | Kolom praktis (KP1), uk. 100 x 100 mm (camp. beton 1pc : 3Ps : 5Kr) | 41.25 | m1 | D.04.01 | Analisa standar | 64611.4199 | 2665221.072 | 0.0069748 |  |  | 2665221.072
2 | Balok latieu (BL1), uk. 100 x 100 mm (camp. beton 1pc : 3Ps : 5Kr) | 35.4 | m1 | D.04.09 | Analisa standar | 68773.4473 | 2434580.0343 | 0.0063712 |  |  | 2434580.0343
[8 empty] | 0 |  |  | 0
C | PEKERJAAN PASANGAN DAN PLESTERAN | [6 empty] | 0 |  |  | 0
1 | Pasangan pondasi batu kali (1pc : 6ps) | 0.99 | m3 | C.01.01 | CK - 2.2.2.1.11 | 810108.474 | 802007.3892 | 0.0020988 |  |  | 802007.3892
2 | Pasangan dinding bata ringan | 50.52 | m2 | C.02.03 | CK - 3.6.4.2 | 96532.5486 | 4876824.353 | 0.012763 |  |  | 4876824.353
3 | Plesteran dinding bata ringan | 101.04 | m2 | C.02.08 | CK - 3.7.7 | 49305.0435 | 4981781.5943 | 0.013037 |  |  | 4981781.5943
4 | Acian dinding bata ringan | 101.04 | m2 | C.02.09 | Analisa Standar | 40013.45 | 4042958.988 | 0.01058 |  |  | 4042958.988
5 | Plesteran skoning, lebar 10 mm (Camp. 1pc : 2ps) | 52.42 | m1 | C.02.06 | CK - 3.7.10 | 46613.1343 | 2443460.4985 | 0.0063945 |  |  | 2443460.4985
6 | Plesteran + acian beton | 54.77 | m2 | C.02.10 | Analisa standar | 87079.4279 | 4769340.2667 | 0.012481 |  |  | 4769340.2667
7 | Cemen filler plat beton expose | 34.95 | m2 | C.03.03 | Analisa Standar | 21552.025 | 753243.2737 | 0.0019712 |  |  | 753243.2737
8 | Screeding plat dengan semen instan & perkuatan kawat ayam Ø ≥ 1 mm - | 37.76 | m2 | C.03.04 | Analisa Standar | 301891.678 | 11399429.7611 | 0.029832 |  |  | 11399429.7611
[8 empty] | 0 |  |  | 0
D | PEKERJAAN FINISHING LANTAI DAN DINDING | [6 empty] | 0 |  |  | 0
1 | Finishing floor hardener (medium duty) & finish trowel | 36.18 | m2 | J.04.1 | CK - 3.9.9.9 | 82676 | 2991217.68 | 0.0078279 |  |  | 2991217.68
[8 empty] | 0 |  |  | 0
E | PEKERJAAN PINTU DAN JENDELA | [6 empty] | 0 |  |  | 0
| Catatan : | [6 empty] | 0 |  |  | 0
| Pekerjaan pintu dan jendela sudah termasuk kusen, daun pintu, daun jendela beserta aksesorisnya (handle, kunci, engsel, Pintu closer, dll) dan terpasang rapi | [6 empty] | 0 |  |  | 0
1 | Pintu, tipe P1 (1 unit) | [6 empty] | 0 |  |  | 0
- | Frame Lipped channel, uk. 150x50x20x 2.3 mm (finish zinchromate + cat besi) | 86.02 | kg | D.01.2.5 | Analisa standar | 32500 | 2795650 | 0.0073161 |  |  | 2795650
- | Hollow besi, uk. 40x40x1.2 mm (finish zinchromate + cat besi) | 61.76 | m1 | N.11.2 | Analisa standar | 67426.1958 | 4164241.8513 | 0.010898 |  |  | 4164241.8513
- | Plat besi, tebal 1.2 mm (finish zinchromate + cat besi) | 193.4 | kg | D.01.2.6 | Analisa Standar | 50000 | 9670000 | 0.025306 |  |  | 9670000
- | Handle pipa black steel Ø 1" | 2 | psg | F.04.06 | Analisa Standar | 426886.8259 | 853773.6518 | 0.0022343 |  |  | 853773.6518
- | Engsel pintu besi | 3 | psg | F.03.02 | CK - 3.11.4.5 | 72392.0144 | 217176.0433 | 0.00056834 |  |  | 217176.0433
- | Steel Lockcase Door | 1 | set | F.03.01 | CK - 3.11.4.4 | 487271.6268 | 487271.6268 | 0.0012752 |  |  | 487271.6268
[8 empty] | 0 |  |  | 0
2 | Louvre, tipe LV01 (2 unit) | [6 empty] | 0 |  |  | 0
- | Kusen alumunium, tebal 1.2 mm | 13.2 | m' | F.01.01.b | CK - 3.11.3.1 | 123617.1994 | 1631747.0322 | 0.0042702 |  |  | 1631747.0322
- | Jalusi alumunium | 15.32 | m' | F.01.10 | Analisa Standar | 32937.9313 | 504609.1069 | 0.0013205 |  |  | 504609.1069
[8 empty] | 0 |  |  | 0
3 | Louvre, tipe LV02 (8 unit) | [6 empty] | 0 |  |  | 0
- | Kusen alumunium, tebal 1.2 mm | 35.2 | m' | F.01.01.b | CK - 3.11.3.1 | 123617.1994 | 4351325.4193 | 0.011387 |  |  | 4351325.4193
- | Jalusi alumunium | 35.04 | m' | F.01.10 | Analisa Standar | 32937.9313 | 1154145.1114 | 0.0030204 |  |  | 1154145.1114
[8 empty] | 0 |  |  | 0
4 | Louvre, tipe LV03 (4 unit) | [6 empty] | 0 |  |  | 0
- | Kusen alumunium, tebal 1.2 mm | 8.8 | m' | F.01.01.b | CK - 3.11.3.1 | 123617.1994 | 1087831.3548 | 0.0028468 |  |  | 1087831.3548
- | Jalusi alumunium | 8.76 | m' | F.01.10 | Analisa Standar | 32937.9313 | 288536.2778 | 0.00075509 |  |  | 288536.2778
[8 empty] | 0 |  |  | 0
F | PEKERJAAN PENGECATAN | [6 empty] | 0 |  |  | 0
1 | Pengecatan dinding eksterior | 95.86 | m2 | K.02.3 | CK - 3.8.11 | 27231.9755 | 2610457.1737 | 0.0068315 |  |  | 2610457.1737
2 | Pengecatan dinding interior | 59.95 | m2 | K.02.1 | CK - 3.8.10 | 24872.4755 | 1491104.9076 | 0.0039022 |  |  | 1491104.9076
3 | Pengecatan Cement filler | 34.95 | m2 | K.02.4 | CK - 3.8.20.1 | 42158.05 | 1473423.8475 | 0.0038559 |  |  | 1473423.8475
4 | Pengecatan dengan waterproofing polyurethane & fiber net - plat dak | 37.76 | m2 | K.04.2 | Analisa Standar | 128948.908 | 4869110.7661 | 0.012742 |  |  | 4869110.7661
[8 empty] | 0 |  |  | 0
| BIAYA PEKERJAAN ARSITEKTUR | [5 empty] | 82212834.764 |  |  |  | 82212834.764
III | PEKERJAAN ELEKTRIKAL | [6 empty] | 0 |  |  | 0
A | PEKERJAAN PANEL | [6 empty] | 0 |  |  | 0
1 | MCB Box Gardu PLN | [6 empty] | 0 |  |  | 0
- | MCB Box, size 4 group inbow type wall mounted | 1 | bh | BN | Survey Pasar | 78414.6578 | 78414.6578 | 0.00020521 |  |  | 78414.6578
[8 empty] | 0 |  |  | 0
| Incoming | [6 empty] | 0 |  |  | 0
- | MCB 10 A / 1P / 10 kA | 1 | bh | BN | Survey Pasar | 85235.3463 | 85235.3463 | 0.00022306 |  |  | 85235.3463
[8 empty] | 0 |  |  | 0
| Outgoing | [6 empty] | 0 |  |  | 0
- | MCB 10 A / 1P / 6 kA | 2 | bh | BN | Survey Pasar | 56091.8213 | 112183.6427 | 0.00029358 |  |  | 112183.6427
- | Timer | 1 | bh | BN | Survey Pasar | 293909.5941 | 293909.5941 | 0.00076915 |  |  | 293909.5941
- | Contactor 1NO 16A | 1 | bh | BN | Survey Pasar | 109490.1765 | 109490.1765 | 0.00028653 |  |  | 109490.1765
[8 empty] | 0 |  |  | 0
| Lain-lain | [6 empty] | 0 |  |  | 0
- | Wiring, aksesoris dan instalasi | 1 | ls | - | Survey Pasar | 200000 | 200000 | 0.00052339 |  |  | 200000
[8 empty] | 0 |  |  | 0
B | PEKERJAAN SALURAN U-DITCH | [6 empty] | 0 |  |  | 0
1 | Galian tanah saluran, sedalam 1 meter | 2.27 | m3 | B.01.01 | CK - 1.2.1.1.2 | 65955.45 | 149718.8715 | 0.00039181 |  |  | 149718.8715
2 | Urugan tanah kembali bekas galian + pemadatan | 0.69 | m3 | B.03.07 | Analisa Standar | 72958.3716 | 50341.2764 | 0.00013174 |  |  | 50341.2764
3 | Saluran U-Ditch,300 x 300 x 1200 mm (termasuk lantai kerja & urugan pasir) | 6 | m' | P.05.03.a | CK - 8.1.2.1 | 317958.4873 | 1907750.9238 | 0.0049925 |  |  | 1907750.9238
4 | Nat sambungan antar u-ditch | 6.6 | m1 | C.03.02 | Analisa Standar | 5065.6349 | 33433.1905 | 8.7494e-05 |  |  | 33433.1905
5 | Penutup saluran U-ditch 300 x 600 mm | 6 | m' | P.05.05.a | CK - 8.1.3.6 | 258812.0694 | 1552872.4167 | 0.0040638 |  |  | 1552872.4167
[8 empty] | 0 |  |  | 0
C | PEKERJAAN INSTALASI TITIK LAMPU DAN KOTAK KONTAK | [6 empty] | 0 |  |  | 0
| Catatan : | [6 empty] | 0 |  |  | 0
| Pekerjaan ini sudah termasuk pengadaan alat beserta instalasi lengkap terpasang sampai dengan berfungsi dan menyala dengan baik serta mencakup testing commisioning | [6 empty] | 0 |  |  | 0
1 | Instalasi titik lampu dengan 2 x 2.5 mm² kabel NYM dalam ∅ 20mm pipa conduit | 2 | Titik | T.01.01 | Analisa standar | 198603.3571 | 397206.7143 | 0.0010395 |  |  | 397206.7143
2 | Instalasi kotak kotak dengan 3 x 2.5 mm² kabel NYW dalam ∅ 20mm pipa conduit | 1 | Titik | T.01.02 | CK - 5.1.5.13 | 278365.6569 | 278365.6569 | 0.00072847 |  |  | 278365.6569
3 | Instalasi exhaust fan dengan 2 x 2.5 mm² kabel NYM dalam ∅ 20mm pipa conduit | 2 | Titik | AE.10.01 | CK - 5.5.2.45 | 198603.3571 | 397206.7143 | 0.0010395 |  |  | 397206.7143
4 | Baret Outbow 300 mm & LED Bulb 13 W | 2 | bh | T.02.14 | Analisa standar | 303933.4586 | 607866.9172 | 0.0015908 |  |  | 607866.9172
5 | Saklar ganda | 1 | bh | T.03.04 | CK - 5.1.5.2 | 46069.6517 | 46069.6517 | 0.00012056 |  |  | 46069.6517
6 | Kotak kontak dinding tunggal 16 A | 1 | bh | T.04.02 | CK - 5.1.5.9 | 507035.9275 | 507035.9275 | 0.0013269 |  |  | 507035.9275
7 | Wall Exhaust Fan 16" 2010 CMH 73 W | 2 | unit | AE.10.11 | Analisa standar | 1077936.4904 | 2155872.9808 | 0.0056419 |  |  | 2155872.9808
[8 empty] | 0 |  |  | 0
| PEKERJAAN SAMBUNG DAYA | [6 empty] | 0 |  |  | 0
1 | Biaya penyambungan/tambah daya (BP) | 105000 | VA | BN | Survey Pasar | 427.9056 | 44930084.256 | 0.11758 |  |  | 44930084.256
2 | Uang Jaminan Langganan (UJL) | 105000 | VA | BN | Survey Pasar | 135.6278 | 14240914.1857 | 0.037268 |  |  | 14240914.1857
3 | NIDI + Sertifikat laik operasi tegangan rendah (SLO TR) | 1 | pkt | BN | Survey Pasar | 11291010.533 | 11291010.533 | 0.029548 |  |  | 11291010.533
4 | NIDI + Sertifikat laik operasi tegangan menengah (SLO TM) | 1 | pkt | BN | Survey Pasar | 9785542.4619 | 9785542.4619 | 0.025608 |  |  | 9785542.4619
5 | Tiang listrik beton tinggi 9 meter | 3 | unit | T.02.16 | Analisa non standar | 6256040.7 | 18768122.1 | 0.049116 |  |  | 18768122.1
0
| BIAYA PEKERJAAN ELEKTRIKAL | [5 empty] | 107978648.1957 |  | 33.7422 |  | 107978648.1957
| TOTAL BIAYA PEMBANGUNAN | [5 empty] | 38212127027.0268 | 100
| TOTAL PEKERJAAN + PPN 11% | [5 empty] | 42415460999.9998

## Sheet2
|  |  | BCWS |  |  |  |  | BCWP |  |  |  |  | ACWP |  |  |  | SV |  |  |  |  | CV
MINGGU KE- | PERENCANAAN | REALISASI | MINGGU KE | NILAI KONTRAK | BOBOT RENCANA | BCWS | BCWS KUMULATIF | MINGGU KE | NILAI KONTRAK | BOBOT RENCANA | BCWP | BCWP KUMULATIF | MINGGU KE | PROGRESS | ACWP | ACWP KUMULATIF | MINGGU KE | BCWP | BCWS | SV | KET | MINGGU KE | BCWP | ACWP | CV | KET | MINGGU KE | CPI | SPI
1 | 0.12418 | 0.0070363 | 1 | 38212127027.0268 | 0.14266 | 54513963.0263 | 54513963.0263 | 1 | 38212127027.0268 | 0.12418 | 47450686.8527 | 47450686.8527 | 1 | 0.0070363 | 16823.047 | 16823.047 | 1 | 47450686.8527 | 54513963.0263 | -7063276.1736 | Schedule Overrun | 1 | 47450686.8527 | 16823.047 | -47433863.8057 | Schedule Overrun | 1 | 0.28206 | 0.87043
2 | 0.23751 | 0.36964 | 2 | 38212127027.0268 | 0.70599 | 269775611.9452 | 324289574.9714 | 2 | 38212127027.0268 | 0.23751 | 90757764.15 | 138208451.0027 | 2 | 0.36964 | 883773.8482 | 900596.8952 | 2 | 90757764.15 | 269775611.9452 | -179017847.7952 | Schedule Overrun | 2 | 90757764.15 | 883773.8482 | -89873990.3018 | Schedule Overrun | 2 | 0.010269 | 0.33642
3 | 0.39277 | 0.076543 | 3 | 38212127027.0268 | 0.41125 | 157147300.1769 | 481436875.1484 | 3 | 38212127027.0268 | 0.39277 | 150084024.0034 | 288292475.006 | 3 | 0.076543 | 183005.3256 | 1083602.2208 | 3 | 150084024.0034 | 157147300.1769 | -7063276.1736 | Schedule Overrun | 3 | 150084024.0034 | 183005.3256 | -149901018.6778 | Schedule Overrun | 3 | 0.082011 | 0.95505
4 | 0.56834 | 0.22058 | 4 | 38212127027.0268 | 0.56822 | 217128775.1695 | 698565650.3179 | 4 | 38212127027.0268 | 0.56834 | 217173874.5866 | 505466349.5927 | 4 | 0.22058 | 527383.0188 | 1610985.2396 | 4 | 217173874.5866 | 217128775.1695 | 45099.4171 | Schedule Underrun | 4 | 217173874.5866 | 527383.0188 | -216646491.5678 | Schedule Overrun | 4 | 0.04118 | 1.0002
5 | 1.622 | 0.25533 | 5 | 38212127027.0268 | 1.6405 | 626863917.3656 | 1325429567.6835 | 5 | 38212127027.0268 | 1.622 | 619800641.192 | 1125266990.7847 | 5 | 0.25533 | 610474.1581 | 2221459.3978 | 5 | 619800641.192 | 626863917.3656 | -7063276.1736 | Schedule Overrun | 5 | 619800641.192 | 610474.1581 | -619190167.0339 | Schedule Overrun | 5 | 0.10153 | 0.98873
6 | 3.2325 | 0.29009 | 6 | 38212127027.0268 | 3.1101 | 1188451257.3859 | 2513880825.0694 | 6 | 38212127027.0268 | 3.2325 | 1235218384.1596 | 2360485374.9443 | 6 | 0.29009 | 693565.2974 | 2915024.6952 | 6 | 1235218384.1596 | 1188451257.3859 | 46767126.7737 | Schedule Underrun | 6 | 1235218384.1596 | 693565.2974 | -1234524818.8622 | Schedule Overrun | 6 | 0.1781 | 1.0394
7 | 4.9558 | 0.32484 | 7 | 38212127027.0268 | 4.7433 | 1812508790.1477 | 4326389615.2171 | 7 | 38212127027.0268 | 4.9558 | 1893733319.0574 | 4254218694.0017 | 7 | 0.32484 | 776656.4367 | 3691681.1319 | 7 | 1893733319.0574 | 1812508790.1477 | 81224528.9097 | Schedule Underrun | 7 | 1893733319.0574 | 776656.4367 | -1892956662.6207 | Schedule Overrun | 7 | 0.24383 | 1.0448
8 | 5.3641 | 2.3596 | 8 | 38212127027.0268 | 5.8263 | 2226343973.9021 | 6552733589.1192 | 8 | 38212127027.0268 | 5.3641 | 2049753218.5139 | 6303971912.5156 | 8 | 2.3596 | 5641529.5244 | 9333210.6563 | 8 | 2049753218.5139 | 2226343973.9021 | -176590755.3881 | Schedule Overrun | 8 | 2049753218.5139 | 5641529.5244 | -2044111688.9895 | Schedule Overrun | 8 | 0.036333 | 0.92068
9 | 4.5256 | 2.3943 | 9 | 38212127027.0268 | 4.4406 | 1696856692.9715 | 8249590282.0907 | 9 | 38212127027.0268 | 4.5256 | 1729319601.2317 | 8033291513.7473 | 9 | 2.3943 | 5724620.6637 | 15057831.32 | 9 | 1729319601.2317 | 1696856692.9715 | 32462908.2601 | Schedule Underrun | 9 | 1729319601.2317 | 5724620.6637 | -1723594980.568 | Schedule Overrun | 9 | 0.030208 | 1.0191
10 | 4.9948 | 1.9291 | 10 | 38212127027.0268 | 5.3258 | 2035095372.6138 | 10284685654.7046 | 10 | 38212127027.0268 | 4.9948 | 1908609178.0931 | 9941900691.8404 | 10 | 1.9291 | 4612266.3159 | 19670097.6359 | 10 | 1908609178.0931 | 2035095372.6138 | -126486194.5208 | Schedule Overrun | 10 | 1908609178.0931 | 4612266.3159 | -1903996911.7772 | Schedule Overrun | 10 | 0.041381 | 0.93785
11 | 4.265 | 1.4639 | 11 | 38212127027.0268 | 4.2835 | 1636801959.1978 | 11921487613.9024 | 11 | 38212127027.0268 | 4.265 | 1629728807.5524 | 11571629499.3928 | 11 | 1.4639 | 3499911.9681 | 23170009.604 | 11 | 1629728807.5524 | 1636801959.1978 | -7073151.6454 | Schedule Overrun | 11 | 1629728807.5524 | 3499911.9681 | -1626228895.5843 | Schedule Overrun | 11 | 0.046565 | 0.99568
12 | 4.6897 | 1.4986 | 12 | 38212127027.0268 | 4.8217 | 1842459101.0345 | 13763946714.9369 | 12 | 38212127027.0268 | 4.6897 | 1792046434.2962 | 13363675933.689 | 12 | 1.4986 | 3583003.1074 | 26753012.7113 | 12 | 1792046434.2962 | 1842459101.0345 | -50412666.7383 | Schedule Overrun | 12 | 1792046434.2962 | 3583003.1074 | -1788463431.1889 | Schedule Overrun | 12 | 0.050015 | 0.97264
13 | 5.1248 | 2.9334 | 13 | 38212127027.0268 | 5.4326 | 2075923567.2193 | 15839870282.1562 | 13 | 38212127027.0268 | 5.1248 | 1958286923.7916 | 15321962857.4806 | 13 | 2.9334 | 7013341.6105 | 33766354.3219 | 13 | 1958286923.7916 | 2075923567.2193 | -117636643.4277 | Schedule Overrun | 13 | 1958286923.7916 | 7013341.6105 | -1951273582.1811 | Schedule Overrun | 13 | 0.027922 | 0.94333
14 | 5.5732 | 2.0681 | 14 | 38212127027.0268 | 5.5167 | 2108044659.8726 | 17947914942.0288 | 14 | 38212127027.0268 | 5.5732 | 2129632391.9758 | 17451595249.4564 | 14 | 2.0681 | 4944630.873 | 38710985.1949 | 14 | 2129632391.9758 | 2108044659.8726 | 21587732.1032 | Schedule Underrun | 14 | 2129632391.9758 | 4944630.873 | -2124687761.1028 | Schedule Overrun | 14 | 0.04307 | 1.0102
15 | 5.7909 | 3.2029 | 15 | 38212127027.0268 | 5.0943 | 1946623051.369 | 19894537993.3978 | 15 | 38212127027.0268 | 5.7909 | 2212841761.3957 | 19664437010.8522 | 15 | 3.2029 | 7657702.084 | 46368687.2788 | 15 | 2212841761.3957 | 1946623051.369 | 266218710.0267 | Schedule Underrun | 15 | 2212841761.3957 | 7657702.084 | -2205184059.3118 | Schedule Overrun | 15 | 0.028897 | 1.1368
16 | 5.9468 | 3.3376 | 16 | 38212127027.0268 | 5.6524 | 2159910190.5195 | 22054448183.9173 | 16 | 38212127027.0268 | 5.9468 | 2272382602.3378 | 21936819613.19 | 16 | 3.3376 | 7979882.3207 | 54348569.5995 | 16 | 2272382602.3378 | 2159910190.5195 | 112472411.8184 | Schedule Underrun | 16 | 2272382602.3378 | 7979882.3207 | -2264402720.0172 | Schedule Overrun | 16 | 0.028476 | 1.0521
17 | 5.8518 | 2.4724 | 17 | 38212127027.0268 | 5.7027 | 2179136710.7956 | 24233584894.7129 | 17 | 38212127027.0268 | 5.8518 | 2236093127.3384 | 24172912740.5284 | 17 | 2.4724 | 5911171.5832 | 60259741.1827 | 17 | 2236093127.3384 | 2179136710.7956 | 56956416.5428 | Schedule Underrun | 17 | 2236093127.3384 | 5911171.5832 | -2230181955.7552 | Schedule Overrun | 17 | 0.037828 | 1.0261
18 | 5.9169 | 3.6071 | 18 | 38212127027.0268 | 5.9536 | 2275010060.8126 | 26508594955.5255 | 18 | 38212127027.0268 | 5.9169 | 2260965313.1509 | 26433878053.6793 | 18 | 3.6071 | 8624242.7941 | 68883983.9767 | 18 | 2260965313.1509 | 2275010060.8126 | -14044747.6617 | Schedule Overrun | 18 | 2260965313.1509 | 8624242.7941 | -2252341070.3568 | Schedule Overrun | 18 | 0.026216 | 0.99383
19 | 5.5611 | 2.7419 | 19 | 38212127027.0268 | 5.7963 | 2214874839.4516 | 28723469794.9771 | 19 | 38212127027.0268 | 5.5611 | 2125030559.1229 | 28558908612.8023 | 19 | 2.7419 | 6555532.0566 | 75439516.0333 | 19 | 2125030559.1229 | 2214874839.4516 | -89844280.3286 | Schedule Overrun | 19 | 2125030559.1229 | 6555532.0566 | -2118475027.0663 | Schedule Overrun | 19 | 0.032416 | 0.95944
20 | 5.9198 | 2.3877 | 20 | 38212127027.0268 | 5.3824 | 2056724862.2254 | 30780194657.2025 | 20 | 38212127027.0268 | 5.9198 | 2262064069.5084 | 30820972682.3107 | 20 | 2.3877 | 5708642.2752 | 81148158.3085 | 20 | 2262064069.5084 | 2056724862.2254 | 205339207.283 | Schedule Underrun | 20 | 2262064069.5084 | 5708642.2752 | -2256355427.2332 | Schedule Overrun | 20 | 0.039625 | 1.0998
21 | 5.9022 | 2.0114 | 21 | 38212127027.0268 | 5.6486 | 2158445777.0569 | 32938640434.2594 | 21 | 38212127027.0268 | 5.9022 | 2255342483.2521 | 33076315165.5628 | 21 | 2.0114 | 4809001.5558 | 85957159.8643 | 21 | 2255342483.2521 | 2158445777.0569 | 96896706.1952 | Schedule Underrun | 21 | 2255342483.2521 | 4809001.5558 | -2250533481.6963 | Schedule Overrun | 21 | 0.046898 | 1.0449
22 | 4.7925 | 2.1461 | 22 | 38212127027.0268 | 4.1094 | 1570273814.387 | 34508914248.6464 | 22 | 38212127027.0268 | 4.7925 | 1831297694.4543 | 34907612860.0171 | 22 | 2.1461 | 5131181.7925 | 91088341.6568 | 22 | 1831297694.4543 | 1570273814.387 | 261023880.0673 | Schedule Underrun | 22 | 1831297694.4543 | 5131181.7925 | -1826166512.6618 | Schedule Overrun | 22 | 0.03569 | 1.1662
23 | 3.7344 | 2.1992 | 23 | 38212127027.0268 | 3.9248 | 1499760950.3029 | 36008675198.9493 | 23 | 38212127027.0268 | 3.7344 | 1427009127.02 | 36334621987.037 | 23 | 2.1992 | 5258031.9046 | 96346373.5614 | 23 | 1427009127.02 | 1499760950.3029 | -72751823.2829 | Schedule Overrun | 23 | 1427009127.02 | 5258031.9046 | -1421751095.1153 | Schedule Overrun | 23 | 0.02714 | 0.95149
24 | 3.0002 | 2.4156 | 24 | 38212127027.0268 | 3.872 | 1479556654.5049 | 37488231853.4542 | 24 | 38212127027.0268 | 3.0002 | 1146453675.7769 | 37481075662.8139 | 24 | 2.4156 | 5775542.2659 | 102121915.8273 | 24 | 1146453675.7769 | 1479556654.5049 | -333102978.7281 | Schedule Overrun | 24 | 1146453675.7769 | 5775542.2659 | -1140678133.511 | Schedule Overrun | 24 | 0.01985 | 0.77486
25 | 1.451 | 2.4496 | 25 | 38212127027.0268 | 1.8944 | 723895173.5725 | 38212127027.0268 | 25 | 38212127027.0268 | 1.451 | 554469459.8735 | 38035545122.6874 | 25 | 2.4496 | 5856732.3684 | 107978648.1957 | 25 | 554469459.8735 | 723895173.5725 | -169425713.699 | Schedule Overrun | 25 | 554469459.8735 | 5856732.3684 | -548612727.5051 | Schedule Overrun | 25 | 0.0094672 | 0.76595
TOTAL | 99.5379 | 45.1625 | TOTAL |  | 100 | 38212127027.0268 |  | TOTAL |  | 99.5379 | 38035545122.6874 |  | TOTAL | 45.1625 | 107978648.1957 | [11 empty] | MEAN | 0.061879 | 0.96024

## SCHEDULE
0.16306
0.00017704
TIME SCHEDULE
|  |  |  | JULI 2025 |  |  |  | AGUSTUS 2025 |  |  |  | SEPTEMBER 2025 |  |  |  | OKTOBER 2025 |  |  |  |  | NOVEMBER 2025 |  |  |  | DESEMBER 2025
NO. | ITEM PEKERJAAN | JUMLAH HARGA | BOBOT | M1 | M2 | M3 | M4 | M5 | M6 | M7 | M8 | M9 | M10 | M11 | M12 | M13 | M14 | M15 | M16 | M17 | M18 | M19 | M20 | M21 | M22 | M23 | M24 | M25 | M26 | KET
|  |  |  | 8-13 | 14-20 | 21-27 | 28-3 | 4-10 | 11-17 | 18-24 | 25-31 | 1-7 | 8-14 | 15-21 | 22-28 | 29-5 | 6-12 | 13-19 | 20-26 | 27-2 | 3-9 | 10-16 | 17-23 | 24-30 | 1-7 | 8-14 | 15-21 | 22-28 | 29-31
I | PEKERJAAN PERSIAPAN | 205930268.9596 | 0.53891 | JULI 2025 M1 8-13: 0.049728; JULI 2025 M2 14-20: 0.16306; JULI 2025 M3 21-27: 0.16306; JULI 2025 M4 28-3: 0.16306 |  | 0.53891 | 0.53891 | 0
II | SISTEM MANAJEMEN KESELAMATAN KONSTRUKSI (SMKK) | 170690565.5145 | 0.44669 | JULI 2025 M1 8-13: 0.074449; JULI 2025 M2 14-20: 0.074449; JULI 2025 M3 21-27: 0.074449; JULI 2025 M4 28-3: 0.074449; AGUSTUS 2025 M5 4-10: 0.074449; AGUSTUS 2025 M6 11-17: 0.074449 |  | 0.44669 | 0.44669 | 0
B | GEDUNG | [29 empty] | 0 | 0 | 0
III | PEKERJAAN STRUKTUR | [29 empty] | 0 | 0 | 0
| PEKERJAAN GALIAN DAN URUGAN | [29 empty] | 0 | 0 | 0
A | GALIAN PONDASI PILECAPE | 352331272.3406 | 0.92204 | JULI 2025 M3 21-27: 0.11526; JULI 2025 M4 28-3: 0.11526; AGUSTUS 2025 M5 4-10: 0.11526; AGUSTUS 2025 M6 11-17: 0.11526; AGUSTUS 2025 M7 18-24: 0.11526; AGUSTUS 2025 M8 25-31: 0.11526; SEPTEMBER 2025 M9 1-7: 0.11526; SEPTEMBER 2025 M10 8-14: 0.11526 |  | 0.92204 | 0.92204 | 0 | 22557046558.8516 | 22557046558.8517
B | PEKERJAAN STRUKTUR BAWAH | 5709080984.6948 | 14.9405 |  |  | 0.04 | 0.2 | 0.78634 | 1.245 | 2.1344 | 2.1344 | 1.55 | 1.6 | 1,03 | 0.2 | 0.6 | 0.28 | 0.33 | 0.3 | 0.03 | 0.67031 | 0.073948 | 1.58 | 1.1861 | [6 empty] | 14.9405 | 14.9405 | -1.4211e-14 | 6966395490.3735 | 6966395490.3735
C | PEKERJAAN STRUKTUR ATAS |  | 0 | [27 empty] | 0 | 0 | 0 | 1701684767.3923 | 1701684767.3923
| LANTAI 01 | 3604100466.2242 | 9.4318 |  |  |  |  | 0.52399 | 0.52399 | 0.52399 | 0.52399 | 0.52399 | 0.52399 | 0.52399 | 0.52399 | 0.52399 | 0.52399 | 0.52399 | 0.52399 | 0.52399 | 0.52399 | 0.52399 | 0.52399 | 0.52399 | 0.52399 | [5 empty] | 9.4318 | 9.4318 | 0 | 3456558652.3211 | 3456558652.3211
| LANTAI 02 | 4396642548.9357 | 11.5059 | [5 empty] | 0.46024 | 0.57529 | 0.69802 | 0.69802 | 0.69802 | 0.69802 | 0.69802 | 0.69802 | 0.69802 | 0.69802 | 0.69802 | 0.69802 | 0.69802 | 0.6 | 0.6 | 0.6 | 0.6 | 0.39209 |  |  |  |  | 11.5059 | 11.5059 | 0 | 6199662799.0324 | 3153820723.6141
| LANTAI 03 | 3923524768.3031 | 10.2677 | [5 empty] | 0.54041 | 0.54041 | 0.54041 | 0.54041 | 0.54041 | 0.54041 | 0.54041 | 0.54041 | 0.54041 | 0.54041 | 0.54041 | 0.54041 | 0.54041 | 0.54041 | 0.54041 | 0.54041 | 0.54041 | 0.54041 | 0.54041 |  |  |  | 10.2677 | 10.2677 | 0
| LANTAI ATAP | 1982529057.2044 | 5.1882 | [6 empty] | 0.17294 | 0.17294 | 0.17294 | 0.17294 | 0.34588 | 0.34588 | 0.34588 | 0.34588 | 0.34588 | 0.34588 | 0.34588 | 0.34588 | 0.34588 | 0.34588 | 0.34588 | 0.34588 | 0.34588 |  |  |  |  | 5.1882 | 5.1882 | 0
F | PEKERJAAN ATAP (KANAN) | 1097407606.2055 | 2.8719 | SEPTEMBER 2025 M12 22-28: 0.26108; OKTOBER 2025 M13 29-5: 0.26108; OKTOBER 2025 M14 6-12: 0.26108; OKTOBER 2025 M15 13-19: 0.26108; OKTOBER 2025 M16 20-26: 0.26108; OKTOBER 2025 M17 27-2: 0.26108; NOVEMBER 2025 M18 3-9: 0.26108; NOVEMBER 2025 M19 10-16: 0.26108; NOVEMBER 2025 M20 17-23: 0.26108; NOVEMBER 2025 M21 24-30: 0.26108; DESEMBER 2025 M22 1-7: 0.26108 |  | 2.8719 | 2.8719 | 0
G | PEKERJAAN ATAP (KIRI) | 1208841054.1239 | 3.1635 | OKTOBER 2025 M14 6-12: 0.15818; OKTOBER 2025 M15 13-19: 0.15818; OKTOBER 2025 M16 20-26: 0.56943; OKTOBER 2025 M17 27-2: 0.56943; NOVEMBER 2025 M18 3-9: 0.56943; NOVEMBER 2025 M19 10-16: 0.56943; NOVEMBER 2025 M20 17-23: 0.56943 |  | 3.1635 | 3.1635 | 0
H | PEKERJAAN ATAP (TENGAH) | 282588800.8194 | 0.73953 | OKTOBER 2025 M15 13-19: 0.18488; OKTOBER 2025 M16 20-26: 0.18488; OKTOBER 2025 M17 27-2: 0.18488; NOVEMBER 2025 M18 3-9: 0.18488 |  | 0.73953 | 0.73953 | 0
IV | PEKERJAAN ARSITEKTUR |  | 0 | [27 empty] | 0 | 0 | 0
B | PEKERJAAN BETON PRAKTIS |  | 0 | [27 empty] | 0 | 0 | 0
| LANTAI 01 | 146281893.9678 | 0.38282 | SEPTEMBER 2025 M11 15-21: 0.015313; SEPTEMBER 2025 M12 22-28: 0.015313; OKTOBER 2025 M13 29-5: 0.038282; OKTOBER 2025 M14 6-12: 0.078477; OKTOBER 2025 M15 13-19: 0.078477; OKTOBER 2025 M16 20-26: 0.078477; OKTOBER 2025 M17 27-2: 0.078477 |  | 0.38282 | 0.38282 | 0
| LANTAI 02 | 44687830.6236 | 0.11695 | SEPTEMBER 2025 M12 22-28: 0.019491; OKTOBER 2025 M13 29-5: 0.019491; OKTOBER 2025 M14 6-12: 0.019491; OKTOBER 2025 M15 13-19: 0.019491; OKTOBER 2025 M16 20-26: 0.019491; OKTOBER 2025 M17 27-2: 0.019491 |  | 0.11695 | 0.11695 | 0
| LANTAI 03 | 46387813.2661 | 0.1214 | OKTOBER 2025 M13 29-5: 0.020233; OKTOBER 2025 M14 6-12: 0.020233; OKTOBER 2025 M15 13-19: 0.020233; OKTOBER 2025 M16 20-26: 0.020233; OKTOBER 2025 M17 27-2: 0.020233; NOVEMBER 2025 M18 3-9: 0.020233 |  | 0.1214 | 0.1214 | 0
| LANTAI ATAP | 53148889.8685 | 0.13909 | OKTOBER 2025 M14 6-12: 0.023182; OKTOBER 2025 M15 13-19: 0.023182; OKTOBER 2025 M16 20-26: 0.023182; OKTOBER 2025 M17 27-2: 0.023182; NOVEMBER 2025 M18 3-9: 0.023182; NOVEMBER 2025 M19 10-16: 0.023182 |  | 0.13909 | 0.13909 | 0
C | PEKERJAAN PASANGAN DAN PLESTERAN |  | 0 | [27 empty] | 0 | 0 | 0
| LANTAI 01 | 602502403.2585 | 1.5767 | SEPTEMBER 2025 M11 15-21: 0.10512; SEPTEMBER 2025 M12 22-28: 0.10512; OKTOBER 2025 M13 29-5: 0.10512; OKTOBER 2025 M14 6-12: 0.10512; OKTOBER 2025 M15 13-19: 0.10512; OKTOBER 2025 M16 20-26: 0.10512; OKTOBER 2025 M17 27-2: 0.10512; NOVEMBER 2025 M18 3-9: 0.10512; NOVEMBER 2025 M19 10-16: 0.10512; NOVEMBER 2025 M20 17-23: 0.10512; NOVEMBER 2025 M21 24-30: 0.10512; DESEMBER 2025 M22 1-7: 0.10512; DESEMBER 2025 M23 8-14: 0.10512; DESEMBER 2025 M24 15-21: 0.10512; DESEMBER 2025 M25 22-28: 0.10512 |  | 1.5767 | 1.5767 | 0
| LANTAI 02 | 319824700.3143 | 0.83697 | OKTOBER 2025 M14 6-12: 0.092997; OKTOBER 2025 M15 13-19: 0.092997; OKTOBER 2025 M16 20-26: 0.092997; OKTOBER 2025 M17 27-2: 0.092997; NOVEMBER 2025 M18 3-9: 0.092997; NOVEMBER 2025 M19 10-16: 0.092997; NOVEMBER 2025 M20 17-23: 0.092997; NOVEMBER 2025 M21 24-30: 0.092997; DESEMBER 2025 M22 1-7: 0.092997 |  | 0.83697 | 0.83697 | 0
| LANTAI 03 | 323317263.8058 | 0.84611 | OKTOBER 2025 M15 13-19: 0.076919; OKTOBER 2025 M16 20-26: 0.076919; OKTOBER 2025 M17 27-2: 0.076919; NOVEMBER 2025 M18 3-9: 0.076919; NOVEMBER 2025 M19 10-16: 0.076919; NOVEMBER 2025 M20 17-23: 0.076919; NOVEMBER 2025 M21 24-30: 0.076919; DESEMBER 2025 M22 1-7: 0.076919; DESEMBER 2025 M23 8-14: 0.076919; DESEMBER 2025 M24 15-21: 0.076919; DESEMBER 2025 M25 22-28: 0.076919 |  | 0.84611 | 0.84611 | 0
| LANTAI ATAP | 398506275.3209 | 1.0429 | OKTOBER 2025 M15 13-19: 0.086907; OKTOBER 2025 M16 20-26: 0.086907; OKTOBER 2025 M17 27-2: 0.086907; NOVEMBER 2025 M18 3-9: 0.086907; NOVEMBER 2025 M19 10-16: 0.086907; NOVEMBER 2025 M20 17-23: 0.086907; NOVEMBER 2025 M21 24-30: 0.086907; DESEMBER 2025 M22 1-7: 0.086907; DESEMBER 2025 M23 8-14: 0.086907; DESEMBER 2025 M24 15-21: 0.086907; DESEMBER 2025 M25 22-28: 0.086907; DESEMBER 2025 M26 29-31: 0.086907 |  | 1.0429 | 1.0429 | 0
D | PEKERJAAN PINTU DAN JENDELA |  | 0 | [27 empty] | 0 | 0 | 0
| LANTAI 01 | 696432814.4416 | 1.8225 | SEPTEMBER 2025 M12 22-28: 0.1402; OKTOBER 2025 M13 29-5: 0.1402; OKTOBER 2025 M14 6-12: 0.1402; OKTOBER 2025 M15 13-19: 0.1402; OKTOBER 2025 M16 20-26: 0.1402; OKTOBER 2025 M17 27-2: 0.1402; NOVEMBER 2025 M18 3-9: 0.1402; NOVEMBER 2025 M19 10-16: 0.1402; NOVEMBER 2025 M21 24-30: 0.1402; DESEMBER 2025 M22 1-7: 0.1402; DESEMBER 2025 M23 8-14: 0.1402; DESEMBER 2025 M24 15-21: 0.1402; DESEMBER 2025 M25 22-28: 0.1402 |  | 1.8225 | 1.8225 | 0
| LANTAI 02 | 191756527.8692 | 0.50182 | OKTOBER 2025 M16 20-26: 0.083637; OKTOBER 2025 M17 27-2: 0.083637; NOVEMBER 2025 M18 3-9: 0.083637; NOVEMBER 2025 M19 10-16: 0.083637; NOVEMBER 2025 M20 17-23: 0.083637; NOVEMBER 2025 M21 24-30: 0.083637 |  | 0.50182 | 0.50182 | 0
| LANTAI 03 | 170274874.3487 | 0.4456 | NOVEMBER 2025 M20 17-23: 0.089121; NOVEMBER 2025 M21 24-30: 0.089121; DESEMBER 2025 M22 1-7: 0.089121; DESEMBER 2025 M23 8-14: 0.089121; DESEMBER 2025 M24 15-21: 0.089121 |  | 0.4456 | 0.4456 | 0
| LANTAI ATAP | 27800982.0105 | 0.072754 | DESEMBER 2025 M24 15-21: 0.036377; DESEMBER 2025 M25 22-28: 0.036377 |  | 0.072754 | 0.072754 | 0
E | PEKERJAAN FINISHING LANTAI DAN DINDING |  | 0 | [27 empty] | 0 | 0 | 0
| LANTAI 01 | 707052765.0293 | 1.8503 | OKTOBER 2025 M15 13-19: 0.12336; OKTOBER 2025 M16 20-26: 0.12336; OKTOBER 2025 M17 27-2: 0.32072; NOVEMBER 2025 M18 3-9: 0.32072; NOVEMBER 2025 M19 10-16: 0.32072; NOVEMBER 2025 M20 17-23: 0.32072; NOVEMBER 2025 M21 24-30: 0.32072 |  | 1.8503 | 1.8503 | 0
F | PEKERJAAN PLAFOND |  | 0 | [27 empty] | 0 | 0 | 0
| LANTAI 01 | 235923195.0339 | 0.6174 | OKTOBER 2025 M16 20-26: 0.0686; OKTOBER 2025 M17 27-2: 0.0686; NOVEMBER 2025 M18 3-9: 0.096041; NOVEMBER 2025 M19 10-16: 0.096041; NOVEMBER 2025 M20 17-23: 0.096041; NOVEMBER 2025 M21 24-30: 0.096041; DESEMBER 2025 M22 1-7: 0.096041 |  | 0.6174 | 0.6174 | 0
G | PEKERJAAN PARTISI KACA |  | 0 | [27 empty] | 0 | 0 | 0
| LANTAI 01 | 91889190.9152 | 0.24047 | NOVEMBER 2025 M19 10-16: 0.060118; NOVEMBER 2025 M20 17-23: 0.060118; NOVEMBER 2025 M21 24-30: 0.060118; DESEMBER 2025 M22 1-7: 0.060118 |  | 0.24047 | 0.24047 | 0
I | PEKERJAAN PENGECATAN |  | 0 | [27 empty] | 0 | 0 | 0
| LANTAI 01 | 136040234.833 | 0.35601 | NOVEMBER 2025 M21 24-30: 0.089003; DESEMBER 2025 M22 1-7: 0.089003; DESEMBER 2025 M23 8-14: 0.089003; DESEMBER 2025 M24 15-21: 0.089003 |  | 0.35601 | 0.35601 | 0
| LANTAI 02 | 82922355.2117 | 0.21701 | DESEMBER 2025 M22 1-7: 0.072335; DESEMBER 2025 M23 8-14: 0.072335; DESEMBER 2025 M24 15-21: 0.072335 |  | 0.21701 | 0.21701 | 0
| LANTAI 03 | 82960752.2972 | 0.21711 | DESEMBER 2025 M22 1-7: 0.072369; DESEMBER 2025 M23 8-14: 0.072369; DESEMBER 2025 M24 15-21: 0.072369 |  | 0.21711 | 0.21711 | 0
| LANTAI ATAP | 141543940.954 | 0.37042 | DESEMBER 2025 M22 1-7: 0.092604; DESEMBER 2025 M23 8-14: 0.092604; DESEMBER 2025 M24 15-21: 0.092604; DESEMBER 2025 M25 22-28: 0.092604 |  | 0.37042 | 0.37042 | 0
J | PEKERJAAN RAILING |  | 0 | [27 empty] | 0 | 0 | 0
| LANTAI 01 | 34428163.5628 | 0.090097 | DESEMBER 2025 M24 15-21: 0.045049; DESEMBER 2025 M25 22-28: 0.045049 |  | 0.090097 | 0.090097 | 0
K | PEKERJAAN FASADE |  | 0 | [27 empty] | 0 | 0 | 0
| TAMPAK DEPAN |  | 0 | [27 empty] | 0 | 0 | 0
1 | DETAIL FASAD A | 424116934.3758 | 1.1099 | AGUSTUS 2025 M8 25-31: 0.1009; SEPTEMBER 2025 M9 1-7: 0.1009; SEPTEMBER 2025 M10 8-14: 0.1009; SEPTEMBER 2025 M11 15-21: 0.1009; SEPTEMBER 2025 M12 22-28: 0.1009; OKTOBER 2025 M13 29-5: 0.1009; OKTOBER 2025 M14 6-12: 0.1009; OKTOBER 2025 M15 13-19: 0.1009; OKTOBER 2025 M16 20-26: 0.1009; OKTOBER 2025 M17 27-2: 0.1009; NOVEMBER 2025 M18 3-9: 0.1009 |  | 1.1099 | 1.1099 | 0
2 | DETAIL FASAD B | 133548925.9642 | 0.34949 | SEPTEMBER 2025 M9 1-7: 0.034949; SEPTEMBER 2025 M10 8-14: 0.034949; SEPTEMBER 2025 M11 15-21: 0.034949; SEPTEMBER 2025 M12 22-28: 0.034949; OKTOBER 2025 M13 29-5: 0.10485; OKTOBER 2025 M14 6-12: 0.10485 |  | 0.34949 | 0.34949 | 0
3 | DETAIL FASAD C | 123260064.1745 | 0.32257 | SEPTEMBER 2025 M10 8-14: 0.064514; SEPTEMBER 2025 M11 15-21: 0.064514; SEPTEMBER 2025 M12 22-28: 0.064514; OKTOBER 2025 M13 29-5: 0.064514; OKTOBER 2025 M14 6-12: 0.064514 |  | 0.32257 | 0.32257 | 0
4 | DETAIL FASAD D | 148020415.0629 | 0.38737 | SEPTEMBER 2025 M11 15-21: 0.064561; SEPTEMBER 2025 M12 22-28: 0.064561; OKTOBER 2025 M13 29-5: 0.064561; OKTOBER 2025 M14 6-12: 0.064561; OKTOBER 2025 M15 13-19: 0.064561; OKTOBER 2025 M16 20-26: 0.064561 |  | 0.38737 | 0.38737 | 0
5 | DETAIL FASAD E | 329746607.8581 | 0.86294 | OKTOBER 2025 M14 6-12: 0.086294; OKTOBER 2025 M15 13-19: 0.086294; OKTOBER 2025 M16 20-26: 0.086294; OKTOBER 2025 M17 27-2: 0.086294; NOVEMBER 2025 M18 3-9: 0.086294; NOVEMBER 2025 M19 10-16: 0.086294; NOVEMBER 2025 M20 17-23: 0.086294; NOVEMBER 2025 M21 24-30: 0.086294; DESEMBER 2025 M22 1-7: 0.086294; DESEMBER 2025 M23 8-14: 0.086294 |  | 0.86294 | 0.86294 | 0
| TAMPAK BELAKANG |  | 0 | [27 empty] | 0 | 0 | 0
1 | DETAIL FASAD A | 132198566.3966 | 0.34596 | SEPTEMBER 2025 M10 8-14: 0.069192; SEPTEMBER 2025 M11 15-21: 0.069192; SEPTEMBER 2025 M12 22-28: 0.069192; OKTOBER 2025 M13 29-5: 0.069192; OKTOBER 2025 M14 6-12: 0.069192 |  | 0.34596 | 0.34596 | 0
2 | DETAIL FASAD E | 219831071.9054 | 0.57529 | SEPTEMBER 2025 M11 15-21: 0.11506; SEPTEMBER 2025 M12 22-28: 0.11506; OKTOBER 2025 M13 29-5: 0.11506; OKTOBER 2025 M14 6-12: 0.11506; OKTOBER 2025 M15 13-19: 0.11506 |  | 0.57529 | 0.57529 | 0
3 | DETAIL FASAD G | 149801680.7603 | 0.39203 | SEPTEMBER 2025 M12 22-28: 0.078405; OKTOBER 2025 M13 29-5: 0.078405; OKTOBER 2025 M14 6-12: 0.078405; OKTOBER 2025 M15 13-19: 0.078405; OKTOBER 2025 M16 20-26: 0.078405 |  | 0.39203 | 0.39203 | 0
4 | DETAIL FASAD H | 37617134.8063 | 0.098443 | OKTOBER 2025 M14 6-12: 0.032814; OKTOBER 2025 M15 13-19: 0.032814; OKTOBER 2025 M16 20-26: 0.032814 |  | 0.098443 | 0.098443 | 0
| TAMPAK SAMPING KANAN |  | 0 | [27 empty] | 0 | 0 | 0
1 | DETAIL FASAD A | 178082068.7919 | 0.46604 | SEPTEMBER 2025 M10 8-14: 0.01; SEPTEMBER 2025 M11 15-21: 0.11401; SEPTEMBER 2025 M12 22-28: 0.11401; OKTOBER 2025 M13 29-5: 0.11401; OKTOBER 2025 M14 6-12: 0.11281; OKTOBER 2025 M15 13-19: 0.0011943 |  | 0.46604 | 0.46604 | 0
2 | DETAIL FASAD E | 141317711.7939 | 0.36982 | SEPTEMBER 2025 M11 15-21: 0.061637; SEPTEMBER 2025 M12 22-28: 0.061637; OKTOBER 2025 M13 29-5: 0.061637; OKTOBER 2025 M14 6-12: 0.061637; OKTOBER 2025 M15 13-19: 0.061637; OKTOBER 2025 M16 20-26: 0.061637 |  | 0.36982 | 0.36982 | 0
| TAMPAK SAMPING KIRI |  | 0 | [27 empty] | 0 | 0 | 0
1 | DETAIL FASAD A | 139178611.3393 | 0.36423 | OKTOBER 2025 M13 29-5: 0.091057; OKTOBER 2025 M14 6-12: 0.091057; OKTOBER 2025 M15 13-19: 0.091057; OKTOBER 2025 M16 20-26: 0.091057 |  | 0.36423 | 0.36423 | 0
2 | DETAIL FASAD E | 141317711.7939 | 0.36982 | OKTOBER 2025 M14 6-12: 0.092456; OKTOBER 2025 M15 13-19: 0.092456; OKTOBER 2025 M16 20-26: 0.092456; OKTOBER 2025 M17 27-2: 0.092456 |  | 0.36982 | 0.36982 | 0
K | PEKERJAAN MEJA BETON LABORATORIUM |  | 0 | [27 empty] | 0 | 0 | 0
| LANTAI 01 | 100842859.6178 | 0.2639 | OKTOBER 2025 M15 13-19: 0.087968; NOVEMBER 2025 M18 3-9: 0.087968; NOVEMBER 2025 M19 10-16: 0.087968 |  | 0.2639 | 0.2639 | 0
R | PEKERJAAN INTERIOR |  | 0 | [27 empty] | 0 | 0 | 0
| LANTAI 01 | 33832258.8003 | 0.088538 | NOVEMBER 2025 M18 3-9: 0.088538 |  | 0.088538 | 0.088538 | 0
V | PEKERJAAN ELEKTRIKAL |  | 0 | [27 empty] | 0 | 0 | 0
A | PEKERJAAN PANEL | 70444364.0618 | 0.18435 | NOVEMBER 2025 M18 3-9: 0.06145; NOVEMBER 2025 M19 10-16: 0.06145; NOVEMBER 2025 M20 17-23: 0.06145 |  | 0.18435 | 0.18435 | 0
| LANTAI 01 | 35704847.3983 | 0.093439 | NOVEMBER 2025 M20 17-23: 0.046719; NOVEMBER 2025 M21 24-30: 0.046719 |  | 0.093439 | 0.093439 | 0
| LANTAI ATAP | 16183051.5243 | 0.042351 | DESEMBER 2025 M23 8-14: 0.042351 |  | 0.042351 | 0.042351 | 0
B | PEKERJAAN PENGKABELAN DAN DISTRIBUSI DAYA | 66782363.6119 | 0.17477 | NOVEMBER 2025 M21 24-30: 0.058256; DESEMBER 2025 M22 1-7: 0.058256; DESEMBER 2025 M23 8-14: 0.058256 |  | 0.17477 | 0.17477 | 0
C | PEKERJAAN INSTALASI LAMPU DAN KOTAK KONTAK |  | 0 | [27 empty] | 0 | 0 | 0
| LANTAI 01 | 417713185.4283 | 1.0931 | OKTOBER 2025 M17 27-2: 0.13664; NOVEMBER 2025 M18 3-9: 0.13664; NOVEMBER 2025 M19 10-16: 0.13664; NOVEMBER 2025 M21 24-30: 0.13664; DESEMBER 2025 M22 1-7: 0.13664; DESEMBER 2025 M23 8-14: 0.13664; DESEMBER 2025 M24 15-21: 0.13664; DESEMBER 2025 M25 22-28: 0.13664 |  | 1.0931 | 1.0931 | 0
| PENERANGAN FASAD | 20627134.9653 | 0.053981 | NOVEMBER 2025 M21 24-30: 0.02699; DESEMBER 2025 M22 1-7: 0.02699 |  | 0.053981 | 0.053981 | 0
| IDENTITAS GEDUNG | 10731446.1641 | 0.028084 | DESEMBER 2025 M22 1-7: 0.028084 |  | 0.028084 | 0.028084 | 0
D | PEKERJAAN INSTALASI LAN |  | 0 | [27 empty] | 0 | 0 | 0
| PERALATAN UTAMA | 200558993.4589 | 0.52486 | NOVEMBER 2025 M21 24-30: 0.13121; DESEMBER 2025 M22 1-7: 0.13121; DESEMBER 2025 M23 8-14: 0.13121; DESEMBER 2025 M24 15-21: 0.13121 |  | 0.52486 | 0.52486 | 0
| KABEL FEEDER | 56348217.7529 | 0.14746 | DESEMBER 2025 M23 8-14: 0.14746 |  | 0.14746 | 0.14746 | 0
| LANTAI 01 | 245674712.3443 | 0.64292 | DESEMBER 2025 M23 8-14: 0.16073; DESEMBER 2025 M24 15-21: 0.16073; DESEMBER 2025 M25 22-28: 0.16073; DESEMBER 2025 M26 29-31: 0.16073 |  | 0.64292 | 0.64292 | 0
E | PEKERJAAN INSTALASI CCTV |  | 0 | [27 empty] | 0 | 0 | 0
| PERALATAN UTAMA | 35048512.1236 | 0.091721 | SEPTEMBER 2025 M10 8-14: 0.091721 |  | 0.091721 | 0.091721 | 0
| LANTAI 01 | 14976862.7173 | 0.039194 | SEPTEMBER 2025 M11 15-21: 0.039194 |  | 0.039194 | 0.039194 | 0
F | PEKERJAAN TELEPON |  | 0 | [27 empty] | 0 | 0 | 0
| PERALATAN UTAMA | 23112724.668 | 0.060485 | SEPTEMBER 2025 M10 8-14: 0.060485 |  | 0.060485 | 0.060485 | 0
| LANTAI 01 | 11566943.9302 | 0.03027 | SEPTEMBER 2025 M11 15-21: 0.03027 |  | 0.03027 | 0.03027 | 0
G | PEKERJAAN INSTALASI TATA SUARA |  | 0 | [27 empty] | 0 | 0 | 0
| PERALATAN UTAMA | 28856907.5185 | 0.075518 | SEPTEMBER 2025 M10 8-14: 0.075518 |  | 0.075518 | 0.075518 | 0
| KABEL FEEDER | 121631.4569 | 0.00031831 | SEPTEMBER 2025 M11 15-21: 0.00031831 |  | 0.00031831 | 0.00031831 | 0
| LANTAI 01 | 32930444.9362 | 0.086178 | SEPTEMBER 2025 M10 8-14: 0.086178 |  | 0.086178 | 0.086178 | 0
H | PEKERJAAN PROJECTOR |  | 0 | [27 empty] | 0 | 0 | 0
| LANTAI 01 | 6738645.539 | 0.017635 | SEPTEMBER 2025 M11 15-21: 0.017635 |  | 0.017635 | 0.017635 | 0
I | PEKERJAAN KABEL TRAY |  | 0 | [27 empty] | 0 | 0 | 0
| LANTAI 01 | 100505897.3503 | 0.26302 | SEPTEMBER 2025 M10 8-14: 0.13151; SEPTEMBER 2025 M11 15-21: 0.13151 |  | 0.26302 | 0.26302 | 0
J | PEKERJAAN FIRE ALARM |  | 0 | [27 empty] | 0 | 0 | 0
| PERALATAN UTAMA | 55935100.9352 | 0.14638 | OKTOBER 2025 M14 6-12: 0.029276; OKTOBER 2025 M15 13-19: 0.029276; OKTOBER 2025 M16 20-26: 0.029276; OKTOBER 2025 M17 27-2: 0.029276; NOVEMBER 2025 M18 3-9: 0.029276 |  | 0.14638 | 0.14638 | 0
| KABEL FEEDER | 2872097.1481 | 0.0075162 | OKTOBER 2025 M15 13-19: 0.0075162; OKTOBER 2025 M16 20-26: 1.71 |  | 1.7175 | 0.0075162 | -1.71
| LANTAI 01 | 48111282.7625 | 0.12591 | OKTOBER 2025 M15 13-19: 0.041969; OKTOBER 2025 M16 20-26: 0.041969; OKTOBER 2025 M17 27-2: 0.041969 |  | 0.12591 | 0.12591 | 0
K | PEKERJAAN PROTEKSI PETIR | 74047373.5772 | 0.19378 | OKTOBER 2025 M16 20-26: 0.064593; OKTOBER 2025 M17 27-2: 0.064593; NOVEMBER 2025 M18 3-9: 0.064593 |  | 0.19378 | 0.19378 | 0
M | PEKERJAAN SECURITY ACCESS | 18383357.0249 | 0.048109 | NOVEMBER 2025 M19 10-16: 0.048109 |  | 0.048109 | 0.048109 | 0
N | PEKERJAAN TRIPOD TRUNSTILE BARRIER GATE | 43363199.5432 | 0.11348 | NOVEMBER 2025 M20 17-23: 0.037827; NOVEMBER 2025 M21 24-30: 0.037827; DESEMBER 2025 M22 1-7: 0.037827 |  | 0.11348 | 0.11348 | 0
O | PEKERJAAN PENERANGAN LINGKUNGAN | 64345469.451 | 0.16839 | NOVEMBER 2025 M21 24-30: 0.084195; DESEMBER 2025 M22 1-7: 0.084195 |  | 0.16839 | 0.16839 | 0
VI | PEKERJAAN MEKANIKAL |  | 0 | [27 empty] | 0 | 0 | 0
A | PEKERJAAN INSTALASI AIR BERSIH |  | 0 | [27 empty] | 0 | 0 | 0
| PERALATAN UTAMA | 653189960.4315 | 1.7094 | SEPTEMBER 2025 M12 22-28: 0.14245; OKTOBER 2025 M13 29-5: 0.14245; OKTOBER 2025 M14 6-12: 0.14245; OKTOBER 2025 M15 13-19: 0.14245; OKTOBER 2025 M16 20-26: 0.14245; NOVEMBER 2025 M18 3-9: 0.14245; NOVEMBER 2025 M19 10-16: 0.14245; NOVEMBER 2025 M21 24-30: 0.14245; DESEMBER 2025 M22 1-7: 0.14245; DESEMBER 2025 M23 8-14: 0.14245; DESEMBER 2025 M24 15-21: 0.14245; DESEMBER 2025 M25 22-28: 0.14245 |  | 1.7094 | 1.7094 | 0
| LANTAI 01 | 11705404.5083 | 0.030633 | OKTOBER 2025 M13 29-5: 0.015316; OKTOBER 2025 M14 6-12: 0.015316 |  | 0.030633 | 0.030633 | 0
| LANTAI 02 | 795032.9974 | 0.0020806 | OKTOBER 2025 M15 13-19: 0.0020806 |  | 0.0020806 | 0.0020806 | 0
| LANTAI 03 | 914742.4031 | 0.0023939 | OKTOBER 2025 M16 20-26: 0.0023939 |  | 0.0023939 | 0.0023939 | 0
| LANTAI ATAP | 1494995.6752 | 0.0039124 | OKTOBER 2025 M16 20-26: 0.0039124 |  | 0.0039124 | 0.0039124 | 0
B | PEKERJAAN INSTALASI AIR LIMBAH LAB |  | 0 | [27 empty] | 0 | 0 | 0
| LANTAI 01 | 249518603.266 | 0.65298 | OKTOBER 2025 M14 6-12: 0.059362; OKTOBER 2025 M15 13-19: 0.059362; OKTOBER 2025 M16 20-26: 0.059362; OKTOBER 2025 M17 27-2: 0.059362; NOVEMBER 2025 M18 3-9: 0.059362; NOVEMBER 2025 M19 10-16: 0.059362; NOVEMBER 2025 M20 17-23: 0.059362; NOVEMBER 2025 M21 24-30: 0.059362; DESEMBER 2025 M22 1-7: 0.059362; DESEMBER 2025 M23 8-14: 0.059362; DESEMBER 2025 M24 15-21: 0.059362 |  | 0.65298 | 0.65298 | 0
C | PEKERJAAN INSTALASI AIR BEKAS |  | 0 | [27 empty] | 0 | 0 | 0
| LANTAI 01 | 34900363.6594 | 0.091333 | OKTOBER 2025 M13 29-5: 0.015222; OKTOBER 2025 M14 6-12: 0.015222; OKTOBER 2025 M15 13-19: 0.015222; OKTOBER 2025 M16 20-26: 0.015222; OKTOBER 2025 M17 27-2: 0.015222; NOVEMBER 2025 M18 3-9: 0.015222 |  | 0.091333 | 0.091333 | 0
| LANTAI 02 | 4424211.0336 | 0.011578 | OKTOBER 2025 M15 13-19: 0.005789; OKTOBER 2025 M16 20-26: 0.005789 |  | 0.011578 | 0.011578 | 0
| LANTAI 03 | 747671.8401 | 0.0019566 | OKTOBER 2025 M17 27-2: 0.0019566 |  | 0.0019566 | 0.0019566 | 0
| LANTAI ATAP | 229115.6594 | 0.00059959 | NOVEMBER 2025 M18 3-9: 0.00059959 |  | 0.00059959 | 0.00059959 | 0
D | PEKERJAAN INSTALASI AIR KOTOR |  | 0 | [27 empty] | 0 | 0 | 0
| LANTAI 01 | 440299570.6967 | 1.1523 | SEPTEMBER 2025 M11 15-21: 0.16461; SEPTEMBER 2025 M12 22-28: 0.16461; OKTOBER 2025 M14 6-12: 0.16461; OKTOBER 2025 M15 13-19: 0.16461; DESEMBER 2025 M22 1-7: 0.16461; DESEMBER 2025 M23 8-14: 0.16461; DESEMBER 2025 M24 15-21: 0.16461 |  | 1.1523 | 1.1523 | 0
| LANTAI 02 | 6068419.5192 | 0.015881 | OKTOBER 2025 M14 6-12: 0.0079404; OKTOBER 2025 M15 13-19: 0.0079404 |  | 0.015881 | 0.015881 | 0
| LANTAI 03 | 747671.8401 | 0.0019566 | OKTOBER 2025 M16 20-26: 0.0019566 |  | 0.0019566 | 0.0019566 | 0
| LANTAI ATAP | 229115.6594 | 0.00059959 | OKTOBER 2025 M16 20-26: 0.00059959 |  | 0.00059959 | 0.00059959 | 0
E | PEKERJAAN INSTALASI PIPA VENT |  | 0 | [27 empty] | 0 | 0 | 0
| LANTAI 01 | 9134202.6478 | 0.023904 | OKTOBER 2025 M13 29-5: 0.011952; OKTOBER 2025 M14 6-12: 0.011952 |  | 0.023904 | 0.023904 | 0
| LANTAI 02 | 190001.298 | 0.00049723 | OKTOBER 2025 M15 13-19: 0.00049723 |  | 0.00049723 | 0.00049723 | 0
| LANTAI 03 | 222808.41 | 0.00058308 | OKTOBER 2025 M16 20-26: 0.00058308 |  | 0.00058308 | 0.00058308 | 0
| LANTAI ATAP | 258909.1442 | 0.00067756 | OKTOBER 2025 M16 20-26: 0.00067756 |  | 0.00067756 | 0.00067756 | 0
F | PERALATAN SANITER |  | 0 | [27 empty] | 0 | 0 | 0
| LANTAI 01 | 93726585.4441 | 0.24528 | OKTOBER 2025 M15 13-19: 0.08176; OKTOBER 2025 M16 20-26: 0.08176; OKTOBER 2025 M17 27-2: 0.08176 |  | 0.24528 | 0.24528 | 0
G | PEKERJAAN SALURAN KELILING | 681081664.0752 | 1.7824 | SEPTEMBER 2025 M11 15-21: 0.11882; SEPTEMBER 2025 M12 22-28: 0.11882; OKTOBER 2025 M13 29-5: 0.11882; OKTOBER 2025 M14 6-12: 0.11882; OKTOBER 2025 M15 13-19: 0.11882; OKTOBER 2025 M16 20-26: 0.11882; OKTOBER 2025 M17 27-2: 0.11882; NOVEMBER 2025 M18 3-9: 0.11882; NOVEMBER 2025 M19 10-16: 0.11882; NOVEMBER 2025 M21 24-30: 0.11882; DESEMBER 2025 M22 1-7: 0.11882; DESEMBER 2025 M23 8-14: 0.11882; DESEMBER 2025 M24 15-21: 0.11882; DESEMBER 2025 M25 22-28: 0.11882; DESEMBER 2025 M26 29-31: 0.11882 |  | 1.7824 | 1.7824 | 0
H | PEKERJAAN INSTALASI AIR HUJAN |  | 0 | [27 empty] | 0 | 0 | 0
| LANTAI 01 | 32952540.8711 | 0.086236 | OKTOBER 2025 M17 27-2: 0.086236 |  | 0.086236 | 0.086236 | 0
| LANTAI 2 | 32719346.338 | 0.085626 | OKTOBER 2025 M17 27-2: 0.085626 |  | 0.085626 | 0.085626 | 0
| LANTAI 3 | 32644356.4666 | 0.085429 | NOVEMBER 2025 M19 10-16: 0.085429 |  | 0.085429 | 0.085429 | 0
| LANTAI ATAP | 41280566.4467 | 0.10803 | NOVEMBER 2025 M19 10-16: 0.10803 |  | 0.10803 | 0.10803 | 0
I | PEKERJAAN INSTALASI TATA UDARA |  | 0 | [27 empty] | 0 | 0 | 0
| LANTAI 01 | 728506308.3437 | 1.9065 | AGUSTUS 2025 M8 25-31: 0.13618; SEPTEMBER 2025 M9 1-7: 0.13618; SEPTEMBER 2025 M10 8-14: 0.13618; SEPTEMBER 2025 M11 15-21: 0.13618; SEPTEMBER 2025 M12 22-28: 0.13618; OKTOBER 2025 M13 29-5: 0.13618; OKTOBER 2025 M14 6-12: 0.13618; OKTOBER 2025 M15 13-19: 0.13618; OKTOBER 2025 M17 27-2: 0.13618; NOVEMBER 2025 M19 10-16: 0.13618; DESEMBER 2025 M22 1-7: 0.13618; DESEMBER 2025 M23 8-14: 0.13618; DESEMBER 2025 M24 15-21: 0.13618; DESEMBER 2025 M25 22-28: 0.13618 |  | 1.9065 | 1.9065 | 0
J | PEKERJAAN INSTALASI EXHAUST FAN |  | 0 | [27 empty] | 0 | 0 | 0
| LANTAI 01 | 35146569.7294 | 0.091978 | OKTOBER 2025 M13 29-5: 0.045989; OKTOBER 2025 M14 6-12: 0.045989 |  | 0.091978 | 0.091978 | 0
K | PEKERJAAN INSTALASI AXIAL FAN |  | 0 | [27 empty] | 0 | 0 | 0
| LANTAI 01 | 103379173.3545 | 0.27054 | OKTOBER 2025 M16 20-26: 0.09018; OKTOBER 2025 M17 27-2: 0.09018; NOVEMBER 2025 M19 10-16: 0.09018 |  | 0.27054 | 0.27054 | 0
L | PEKERJAAN INSTALASI LEMARI ASAM |  | 0 | [27 empty] | 0 | 0 | 0
| LANTAI 01 | 17407673.0447 | 0.045555 | NOVEMBER 2025 M19 10-16: 0.045555 |  | 0.045555 | 0.045555 | 0
M | PEKERJAAN SISTEM PEMADAM KEBAKARAN (HYDRANT KERING) |  | 0 | [27 empty] | 0 | 0 | 0
| HYDRANT LINGKUNGAN | 183960120.3038 | 0.48142 | OKTOBER 2025 M16 20-26: 0.060177; OKTOBER 2025 M17 27-2: 0.060177; NOVEMBER 2025 M19 10-16: 0.060177; NOVEMBER 2025 M20 17-23: 0.060177; NOVEMBER 2025 M21 24-30: 0.060177; DESEMBER 2025 M22 1-7: 0.060177; DESEMBER 2025 M23 8-14: 0.060177; DESEMBER 2025 M24 15-21: 0.060177 |  | 0.48142 | 0.48142 | 0
| LANTAI 1 | 41408883.9696 | 0.10837 | OKTOBER 2025 M15 13-19: 0.036122; OKTOBER 2025 M16 20-26: 0.036122; OKTOBER 2025 M17 27-2: 0.036122 |  | 0.10837 | 0.10837 | 0
| LANTAI 2 | 6916385.5339 | 0.0181 | NOVEMBER 2025 M19 10-16: 0.0181 |  | 0.0181 | 0.0181 | 0
| LANTAI 3 | 6916385.5339 | 0.0181 | NOVEMBER 2025 M20 17-23: 0.0181 |  | 0.0181 | 0.0181 | 0
| LANTAI ATAP | 1468251.0494 | 0.0038424 | NOVEMBER 2025 M21 24-30: 0.0038424 |  | 0.0038424 | 0.0038424 | 0
O | PEKERJAAN LIFT / ELEVATOR | 354700.6504 | 0.00092824 | DESEMBER 2025 M22 1-7: 0.00092824 |  | 0.00092824 | 0.00092824 | 0
P | PEKERJAAN PENUTUP SHAFT | 1618340.4765 | 0.0042351 | DESEMBER 2025 M23 8-14: 0.0042351 |  | 0.0042351 | 0.0042351 | 0
VII | LANSEKAP |  | 0 | [27 empty] | 0 | 0 | 0
A | PEKERJAAN GALIAN DAN URUGAN | 263732545.216 | 0.69018 | OKTOBER 2025 M13 29-5: 0.057515; OKTOBER 2025 M14 6-12: 0.057515; OKTOBER 2025 M15 13-19: 0.057515; OKTOBER 2025 M16 20-26: 0.057515; OKTOBER 2025 M17 27-2: 0.057515; NOVEMBER 2025 M19 10-16: 0.057515; NOVEMBER 2025 M20 17-23: 0.057515; NOVEMBER 2025 M21 24-30: 0.057515; DESEMBER 2025 M22 1-7: 0.057515; DESEMBER 2025 M23 8-14: 0.057515; DESEMBER 2025 M24 15-21: 0.057515; DESEMBER 2025 M25 22-28: 0.057515 |  | 0.69018 | 0.69018 | 0
B | PEKERJAAN PERKERASAN JALAN | 750453796.6761 | 1.9639 | [6 empty] | 0.11552 | 0.11552 | 0.11552 | 0.11552 | 0.11552 | 0.11552 | 0.11552 | 0.11552 | 0.11552 | 0.11552 | 0.11552 |  | 0.11552 |  | 0.11552 | 0.11552 | 0.11552 | 0.11552 | 0.11552 |  |  | 1.9639 | 1.9639 | 0
E | PEKERJAAN IDENTITAS GEDUNG | 36548925.7049 | 0.095647 | DESEMBER 2025 M26 29-31: 0.095647 |  | 0.095647 | 0.095647 | 0
F | PEKERJAAN POS JAGA |  | 0 | [27 empty] | 0 | 0 | 0 | 502791127.9373 | 502791127.9373
| PEKERJAAN POS JAGA | 107048601.5031 | 0.28014 | AGUSTUS 2025 M5 4-10: 0.046691; AGUSTUS 2025 M6 11-17: 0.046691; AGUSTUS 2025 M7 18-24: 0.046691; AGUSTUS 2025 M8 25-31: 0.046691; SEPTEMBER 2025 M9 1-7: 0.046691; SEPTEMBER 2025 M10 8-14: 0.046691 |  | 0.28014 | 0.28014 | 0
H | PEKERJAAN DINDING PENAHAN TANAH | [29 empty] | 0 | 0 | 0 | bar: AGUSTUS 2025 M6 11-17 to SEPTEMBER 2025 M11 15-21
| PEKERJAAN DPT 01 | 20469940.1442 | 0.053569 | AGUSTUS 2025 M7 18-24: 0.053569 |  | 0.053569 | 0.053569 | 0
| PEKERJAAN DPT 02 | 128049013.6777 | 0.3351 | AGUSTUS 2025 M7 18-24: 0.16755; AGUSTUS 2025 M8 25-31: 0.16755 |  | 0.3351 | 0.3351 | 0
| PEKERJAAN DPT 03 | 5942093.4417 | 0.01555 | AGUSTUS 2025 M7 18-24: 0.01555 |  | 0.01555 | 0.01555 | 0
| PEKERJAAN DPT 04 | 6660819.9257 | 0.017431 | AGUSTUS 2025 M7 18-24: 0.017431 |  | 0.017431 | 0.017431 | 0
| PEKERJAAN DPT 05 | 6454650.5465 | 0.016892 | AGUSTUS 2025 M7 18-24: 0.016892 |  | 0.016892 | 0.016892 | 0
| PEKERJAAN DPT 06 | 4056124.6537 | 0.010615 | AGUSTUS 2025 M7 18-24: 0.010615 |  | 0.010615 | 0.010615 | 0
| PEKERJAAN DPT 07 | 43708758.6523 | 0.11438 | AGUSTUS 2025 M7 18-24: 0.022877; AGUSTUS 2025 M8 25-31: 0.022877; SEPTEMBER 2025 M9 1-7: 0.022877; SEPTEMBER 2025 M10 8-14: 0.022877; SEPTEMBER 2025 M11 15-21: 0.022877 |  | 0.11438 | 0.11438 | 0
| PEKERJAAN DPT 08 | 131842473.0792 | 0.34503 | AGUSTUS 2025 M8 25-31: 0.086257; SEPTEMBER 2025 M9 1-7: 0.086257; SEPTEMBER 2025 M10 8-14: 0.086257; SEPTEMBER 2025 M11 15-21: 0.086257 |  | 0.34503 | 0.34503 | 0
| PEKERJAAN DPT 08A | 11580556.8281 | 0.030306 | SEPTEMBER 2025 M9 1-7: 0.010102; SEPTEMBER 2025 M10 8-14: 0.010102; SEPTEMBER 2025 M11 15-21: 0.010102 |  | 0.030306 | 0.030306 | 0
| PEKERJAAN DPT 09 | 14108796.7727 | 0.036922 | SEPTEMBER 2025 M10 8-14: 0.018461; SEPTEMBER 2025 M11 15-21: 0.018461 |  | 0.036922 | 0.036922 | 0
| PEKERJAAN DPT 09A | 22869298.7125 | 0.059848 | SEPTEMBER 2025 M11 15-21: 0.059848 |  | 0.059848 | 0.059848 | 0
I | PEKERJAAN TIANG BENDERA | 13227417.9957 | 0.034616 | SEPTEMBER 2025 M11 15-21: 0.034616 |  | 0.034616
D.1 | RUMAH POMPA & GROUND WATER TANK |  | 0 | [27 empty] | 0 | 0 | 0 | 247042771.1176 | 247042771.1176
A | PEKERJAAN GALIAN DAN URUGAN | 12966353.9354 | 0.033933 | SEPTEMBER 2025 M9 1-7: 0.0067865; SEPTEMBER 2025 M10 8-14: 0.0067865; SEPTEMBER 2025 M11 15-21: 0.0067865; SEPTEMBER 2025 M12 22-28: 0.0067865; OKTOBER 2025 M13 29-5: 0.0067865 |  | 0.033933 | 0.033933 | 0
B | PEKERJAAN BETON | 234076417.1821 | 0.61257 | SEPTEMBER 2025 M10 8-14: 0.12251; SEPTEMBER 2025 M11 15-21: 0.12251; SEPTEMBER 2025 M12 22-28: 0.12251; OKTOBER 2025 M13 29-5: 0.12251; OKTOBER 2025 M14 6-12: 0.12251 |  | 0.61257 | 0.61257 | 0
II | PEKERJAAN ARSITEKTUR |  | 0 | [27 empty] | 0 | 0 | 0 | 78058292.6672 | 78058292.6672
A | PEKERJAAN PASANGAN DAN PLESTERAN | 21887224.395 | 0.057278 | SEPTEMBER 2025 M11 15-21: 0.01432; SEPTEMBER 2025 M12 22-28: 0.01432; OKTOBER 2025 M13 29-5: 0.01432; OKTOBER 2025 M14 6-12: 0.01432 |  | 0.057278 | 0.057278 | 0
B | PEKERJAAN FINISHING LANTAI & DINDING | 18432786.2351 | 0.048238 | SEPTEMBER 2025 M12 22-28: 0.016079; OKTOBER 2025 M13 29-5: 0.016079; OKTOBER 2025 M14 6-12: 0.016079 |  | 0.048238 | 0.048238 | 0
C | PEKERJAAN PENGECATAN | 21483105.0371 | 0.056221 | OKTOBER 2025 M15 13-19: 0.056221 |  | 0.056221 | 0.056221 | 0
D | PEKERJAAN TANGGA MAINTENANCE | 16255177 | 0.042539 | OKTOBER 2025 M16 20-26: 0.042539 |  | 0.042539 | 0.042539 | 0
III | PEKERJAAN ELEKTRIKAL |  | 0 | [27 empty] | 0 | 0 | 0 | 33360835.3226 | 33360835.3226
A | PEKERJAAN PANEL | 8339589.8652 | 0.021824 | SEPTEMBER 2025 M12 22-28: 0.010912; OKTOBER 2025 M13 29-5: 0.010912 |  | 0.021824 | 0.021824 | 0
B | PEKERJAAN PENGKABELAN DAN DISTRIBUSI DAYA | 13544246.3369 | 0.035445 | OKTOBER 2025 M13 29-5: 0.017722; OKTOBER 2025 M14 6-12: 0.017722 |  | 0.035445 | 0.035445 | 0
C | PEKERJAAN KABEL TRAY | 2151673.7428 | 0.0056309 | OKTOBER 2025 M15 13-19: 0.0056309 |  | 0.0056309 | 0.0056309 | 0
D | PEKERJAAN INSTALASI TITIK LAMPU DAN KOTAK KONTAK | 9325325.3778 | 0.024404 | OKTOBER 2025 M16 20-26: 0.024404 |  | 0.024404 | 0.024404 | 0
IV | PEKERJAAN MEKANIKAL |  | 0 | [27 empty] | 0 | 0 | 0
A | PEKERJAAN INSTALASI AIR BERSIH | 2376520.2801 | 0.0062193 | SEPTEMBER 2025 M9 1-7: 0.0062193 |  | 0.0062193 | 0.0062193 | 0
D.2 | POWER HOUSE |  | 0 | [27 empty] | 0 | 0 | 0
I | PEKERJAAN STRUKTUR |  | 0 | [27 empty] | 0 | 0 | 0 | 316410263.4801 | 316410263.4801
A | PEKERJAAN GALIAN DAN URUGAN | 33105857.4765 | 0.086637 | AGUSTUS 2025 M5 4-10: 0.017327; AGUSTUS 2025 M6 11-17: 0.017327; AGUSTUS 2025 M7 18-24: 0.017327; AGUSTUS 2025 M8 25-31: 0.017327; SEPTEMBER 2025 M9 1-7: 0.017327 |  | 0.086637 | 0.086637 | 0
B | PEKERJAAN STRUKTUR BAWAH | 64470007.2423 | 0.16872 | AGUSTUS 2025 M6 11-17: 0.033743; AGUSTUS 2025 M7 18-24: 0.033743; AGUSTUS 2025 M8 25-31: 0.033743; SEPTEMBER 2025 M9 1-7: 0.033743; SEPTEMBER 2025 M10 8-14: 0.033743 |  | 0.16872 | 0.16872 | 0
C | PEKERJAAN STRUKTUR ATAS | 218834398.7612 | 0.57268 | AGUSTUS 2025 M7 18-24: 0.14317; AGUSTUS 2025 M8 25-31: 0.14317; SEPTEMBER 2025 M9 1-7: 0.14317; SEPTEMBER 2025 M11 15-21: 0.035793; SEPTEMBER 2025 M12 22-28: 0.035793; OKTOBER 2025 M13 29-5: 0.035793; OKTOBER 2025 M14 6-12: 0.035793 |  | 0.57268 | 0.57268 | 0
II | PEKERJAAN ARSITEKTUR |  | 0 | [27 empty] | 0 | 0 | 0 | 190393807.357 | 190393807.357
A | PEKERJAAN GALIAN DAN URUGAN | 221517.2118 | 0.0005797 | AGUSTUS 2025 M6 11-17: 0.0005797 |  | 0.0005797 | 0.0005797 | 0
B | PEKERJAAN BETON PRAKTIS | 9074885.6917 | 0.023749 | AGUSTUS 2025 M6 11-17: 0.023749 |  | 0.023749 | 0.023749 | 0
C | PEKERJAAN PASANGAN DAN PLESTERAN | 83753264.4772 | 0.21918 | AGUSTUS 2025 M6 11-17: 0.07306; AGUSTUS 2025 M7 18-24: 0.07306; AGUSTUS 2025 M8 25-31: 0.07306 |  | 0.21918 | 0.21918 | 0
D | PEKERJAAN FINISHING LANTAI DAN DINDING | 5879917.12 | 0.015388 | AGUSTUS 2025 M7 18-24: 0.015388 |  | 0.015388 | 0.015388 | 0
E | PEKERJAAN PINTU DAN JENDELA | 51845744.9218 | 0.13568 | AGUSTUS 2025 M7 18-24: 0.067839; AGUSTUS 2025 M8 25-31: 0.067839 |  | 0.13568 | 0.13568 | 0
F | PEKERJAAN PENGECATAN | 25760449.0823 | 0.067414 | AGUSTUS 2025 M8 25-31: 0.067414 |  | 0.067414 | 0.067414 | 0
G | PEKERJAAN PAGAR BRC | 1069429.6312 | 0.0027987 | SEPTEMBER 2025 M9 1-7: 0.0027987 |  | 0.0027987 | 0.0027987 | 0
H | PEKERJAAN GRILL | 12788599.2211 | 0.033467 | SEPTEMBER 2025 M9 1-7: 0.033467 |  | 0.033467 | 0.033467 | 0
III | PEKERJAAN ELEKTRIKAL |  | 0 | [27 empty] | 0 | 0 | 0 | 428493404.9011 | 428493404.9011
A | PEKERJAAN DAYA LISTRIK | 121331998.1913 | 0.31752 | SEPTEMBER 2025 M11 15-21: 0.15876; SEPTEMBER 2025 M12 22-28: 0.15876 |  | 0.31752 | 0.31752 | 0
B | PEKERJAAN PANEL | 3605673.2906 | 0.0094359 | SEPTEMBER 2025 M12 22-28: 0.0094359 |  | 0.0094359 | 0.0094359 | 0
C | PEKERJAAN PENGKABELAN DAN DISTRIBUSI DAYA | 259238696.4415 | 0.67842 | SEPTEMBER 2025 M11 15-21: 0.084802; SEPTEMBER 2025 M12 22-28: 0.084802; OKTOBER 2025 M13 29-5: 0.084802; OKTOBER 2025 M14 6-12: 0.084802; OKTOBER 2025 M15 13-19: 0.084802; OKTOBER 2025 M17 27-2: 0.084802; NOVEMBER 2025 M18 3-9: 0.084802; NOVEMBER 2025 M19 10-16: 0.084802 |  | 0.67842 | 0.67842 | 0
D | PEKERJAAN KABEL TRAY | 6870143.2616 | 0.017979 | NOVEMBER 2025 M19 10-16: 0.017979 |  | 0.017979 | 0.017979 | 0
E | PEKERJAAN GROUNDING | 22904800.8832 | 0.059941 | NOVEMBER 2025 M20 17-23: 0.059941 |  | 0.059941 | 0.059941 | 0
G | PEKERJAAN INSTALASI TITIK LAMPU DAN KOTAK KONTAK | 14542092.833 | 0.038056 | NOVEMBER 2025 M21 24-30: 0.038056 |  | 0.038056 | 0.038056 | 0
D.3 | GARDU PLN |  | 0 | [27 empty] | 0 | 0 | 0
I | PEKERJAAN STRUKTUR |  | 0 | [27 empty] | 0 | 0 | 0 | 100739531.9987 | 100739531.9987
A | PEKERJAAN GALIAN DAN URUGAN | 4859703.574 | 0.012718 | JULI 2025 M4 28-3: 0.0042392; AGUSTUS 2025 M5 4-10: 0.0042392; AGUSTUS 2025 M6 11-17: 0.0042392 |  | 0.012718 | 0.012718 | 0
B | PEKERJAAN STRUKTUR BAWAH | 17322184.5947 | 0.045332 | JULI 2025 M4 28-3: 0.011333; AGUSTUS 2025 M5 4-10: 0.011333; AGUSTUS 2025 M6 11-17: 0.011333; AGUSTUS 2025 M7 18-24: 0.011333 |  | 0.045332 | 0.045332 | 0
C | PEKERJAAN STRUKTUR ATAS | 78557643.83 | 0.20558 | AGUSTUS 2025 M5 4-10: 0.041117; AGUSTUS 2025 M6 11-17: 0.041117; AGUSTUS 2025 M7 18-24: 0.041117; AGUSTUS 2025 M8 25-31: 0.041117; SEPTEMBER 2025 M9 1-7: 0.041117 |  | 0.20558 | 0.20558 | 0
II | PEKERJAAN ARSITEKTUR |  | 0 | [27 empty] | 0 | 0 | 0 | 82212834.764 | 82212834.764 | bar: AGUSTUS 2025 M5 4-10 to SEPTEMBER 2025 M9 1-7
A | PEKERJAAN GALIAN DAN URUGAN | 2402365.6827 | 0.0062869 | AGUSTUS 2025 M5 4-10: 0.0012574; AGUSTUS 2025 M6 11-17: 0.0012574; AGUSTUS 2025 M7 18-24: 0.0012574; AGUSTUS 2025 M8 25-31: 0.0012574; SEPTEMBER 2025 M9 1-7: 0.0012574 |  | 0.0062869 | 0.0062869 | 0
B | PEKERJAAN BETON PRAKTIS | 5099801.1062 | 0.013346 | AGUSTUS 2025 M6 11-17: 0.0022243; AGUSTUS 2025 M7 18-24: 0.0022243; AGUSTUS 2025 M8 25-31: 0.0022243; SEPTEMBER 2025 M9 1-7: 0.0022243; SEPTEMBER 2025 M10 8-14: 0.0022243; SEPTEMBER 2025 M11 15-21: 0.0022015; SEPTEMBER 2025 M12 22-28: 2.28e-05 |  | 0.013346 | 0.013346 | 0
C | PEKERJAAN PASANGAN DAN PLESTERAN | 34069046.1246 | 0.089158 | AGUSTUS 2025 M6 11-17: 0.017832; AGUSTUS 2025 M7 18-24: 0.017832; AGUSTUS 2025 M8 25-31: 0.017832; SEPTEMBER 2025 M9 1-7: 0.017832; SEPTEMBER 2025 M10 8-14: 0.017832 |  | 0.089158 | 0.089158 | 0
D | PEKERJAAN FINISHING LANTAI DAN DINDING | 2991217.68 | 0.0078279 | AGUSTUS 2025 M7 18-24: 0.0026093; AGUSTUS 2025 M8 25-31: 0.0026093; SEPTEMBER 2025 M9 1-7: 0.0026093 |  | 0.0078279 | 0.0078279 | 0
E | PEKERJAAN PINTU DAN JENDELA | 27206307.4757 | 0.071198 | AGUSTUS 2025 M8 25-31: 0.035599; SEPTEMBER 2025 M9 1-7: 0.035599 |  | 0.071198 | 0.071198 | 0
F | PEKERJAAN PENGECATAN | 10444096.6949 | 0.027332 | SEPTEMBER 2025 M9 1-7: 0.027332 |  | 0.027332 | 0.027332 | 0
III | PEKERJAAN ELEKTRIKAL |  | 0 | [27 empty] | 0 | 0 | 0
A | PEKERJAAN PANEL | 879233.4175 | 0.0023009 | DESEMBER 2025 M22 1-7: 0.0023009 |  | 0.0023009 | 0.0023009 | 0 | 107978648.1957 | 107978648.1957
B | PEKERJAAN SALURAN U-DITCH | 3694116.6789 | 0.0096674 | DESEMBER 2025 M23 8-14: 0.0096674 |  | 0.0096674 | 0.0096674 | 0
C | PEKERJAAN INSTALASI TITIK LAMPU DAN KOTAK KONTAK | 4389624.5627 | 0.011488 | DESEMBER 2025 M24 15-21: 0.011488 |  | 0.011488 | 0.011488 | 0
D | PEKERJAAN SAMBUNG DAYA | 99015673.5367 | 0.25912 | DESEMBER 2025 M24 15-21: 0.25912 |  | 0.25912 | 0.25912 | 0
| TOTAL BIAYA PEMBANGUNAN | 38212127027.0268 | 100
|  | RENCANA |  | 0.12418 | 0.23751 | 0.39277 | 0.56834 | 1.622 | 3.2325 | 4.9558 | 5.3641 | 4.5256 | 4.9948 | 4.265 | 4.6897 | 5.1248 | 5.5732 | 5.7909 | 7.6568 | 5.8518 | 5.9169 | 5.5611 | 5.9198 | 5.9022 | 4.7925 | 3.7344 | 3.0002 | 1.451 | 0.46211
|  | KOMULATIF |  | 0.12418 | 0.36169 | 0.75445 | 1.3228 | 2.9448 | 6.1773 | 11.1332 | 16.4973 | 21.0229 | 26.0177 | 30.2826 | 34.9723 | 40.0971 | 45.6703 | 51.4612 | 59.118 | 64.9698 | 70.8867 | 76.4478 | 82.3676 | 88.2697 | 93.0622 | 96.7966 | 99.7969 | 101.2479 | 101.71
REALISASI
DEVIASI ( +- )

## REKAP PR
REKAP RAB PERENCANAAN
No | PEKERJAAN | RP | %
1 | PEKERJAAN PERSIAPAN | 205930268.9596 | 0.53891
2 | SISTEM MANAJEMEN KESELAMATAN KONSTRUKSI (SMKK) | 170690565.5145 | 0.44669
3 | PEKERJAAN STRUKTUR | 22557046558.8516 | 59.0311
4 | PEKERJAAN ARSITEKTUR | 6966395490.3735 | 18.2308
5 | PEKERJAAN ELEKTRIKAL | 1701684767.3923 | 4.4533
6 | PEKERJAAN MEKANIKAL | 3456558652.3211 | 9.0457
7 | LANSEKAP | 3153820723.6141 | 8.2535
TOTAL |  | 38212127027.0268 | 100
REKAP PROGRES 176 HARI KERJA |  |  |  |  | RENCANA PROGRESS 176 HARI KERJA |  | 25.1429 | MINGGU
No | PEKERJAAN | RP | % | SUM | No | PEKERJAAN | RP | % | SUM
1 | PEKERJAAN PERSIAPAN | 1165697.8553 | 0.48756 | 0.010796 | 1 | PEKERJAAN PERSIAPAN | 206885019.1021 | 0.53891 | 0.0054141
2 | SISTEM MANAJEMEN KESELAMATAN KONSTRUKSI (SMKK) | 696646.3029 | 0.29138 | 0.0064517 | 2 | SISTEM MANAJEMEN KESELAMATAN KONSTRUKSI (SMKK) | 171481934.5666 | 0.44669 | 0.0044876
3 | PEKERJAAN STRUKTUR | 105193191.6125 | 43.9975 | 0.9742 | 3 | PEKERJAAN STRUKTUR | 22661627315.8421 | 59.0311 | 0.59305
4 | PEKERJAAN ARSITEKTUR | 0 | 0 | 0 | 4 | PEKERJAAN ARSITEKTUR | 6965330820.3783 | 18.1439 | 0.18228
5 | PEKERJAAN ELEKTRIKAL | 0 | 0 | 0 | 5 | PEKERJAAN ELEKTRIKAL | 2304327663.8618 | 6.0025 | 0.060304
6 | PEKERJAAN MEKANIKAL | 0 | 0 | 0 | 6 | PEKERJAAN MEKANIKAL | 2770749934.1833 | 7.2175 | 0.07251
7 | LANSEKAP | 923112.4251 | 0.3861 | 0.008549 | 7 | LANSEKAP | 3131724339.0927 | 8.1578 | 0.081956
TOTAL |  | 107978648.1957 | 45.1625 |  | TOTAL |  | 38212127027.0268 | 99.5385

## Sheet2 (2)
|  |  |  | BCWS | [8 empty] | BCWP |  |  |  |  | ACWP |  |  |  | SV | [5 empty] | CV
[6 empty] | BOBOT RENCANA |  |  | NILAI (RP)
MINGGU KE- | PERENCANAAN | REALISASI |  | MINGGU KE | NILAI KONTRAK | SCHEDULE | BCWP | ACWP | BCWS | BCWP | ACWP |  | MINGGU KE | NILAI KONTRAK | BOBOT RENCANA | BCWP | BCWP KUMULATIF | MINGGU KE | PROGRESS | ACWP | ACWP KUMULATIF | MINGGU KE | BCWP | BCWS | SV | KET |  | MINGGU KE | BCWP | ACWP | CV | KET | MINGGU KE | CPI | SPI | INTERPRETASI | KETERANGAN
1 | 0.12418 | 0.2 |  | 1 | 38212127027.0268 | 0.12418 | 0.2 | 0.176 | 47450686.8527 | 76424254.0541 | 67253343.5676 |  | 1 | 38212127027.0268 | 0.2 | 76424254.0541 | 76424254.0541 | 1 | 0.176 | 67253343.5676 | 67253343.5676 | 1 | 76424254.0541 | 47450686.8527 | 28973567.2014 | Schedule Underrun |  | 1 | 76424254.0541 | 67253343.5676 | 9170910.4865 | Schedule Underrun | 1 | 1.1364 | 1.6106 | SPI = Waktu pelaksanaan lebih cepat dari jadwal Pekerjaan CPI = pengeluaran lebih kecil dari anggaran | Pekerjaan sangat baik
2 | 0.23751 | 0.275 |  | 2 | 38212127027.0268 | 0.23751 | 0.275 | 0.27225 | 90757764.15 | 105083349.3243 | 104032515.8311 |  | 2 | 38212127027.0268 | 0.275 | 105083349.3243 | 181507603.3784 | 2 | 0.27225 | 104032515.8311 | 171285859.3986 | 2 | 181507603.3784 | 138208451.0027 | 43299152.3757 | Schedule Underrun |  | 2 | 181507603.3784 | 171285859.3986 | 10221743.9797 | Schedule Underrun | 2 | 1.0597 | 1.3133 | SPI = Waktu pelaksanaan lebih cepat dari jadwal Pekerjaan CPI = pengeluaran lebih kecil dari anggaran | Pekerjaan sangat baik
3 | 0.39277 | 0.577 |  | 3 | 38212127027.0268 | 0.39277 | 0.577 | 0.57123 | 150084024.0034 | 220483972.9459 | 218279133.2165 |  | 3 | 38212127027.0268 | 0.577 | 220483972.9459 | 401991576.3243 | 3 | 0.57123 | 218279133.2165 | 389564992.6151 | 3 | 401991576.3243 | 288292475.006 | 113699101.3183 | Schedule Underrun |  | 3 | 401991576.3243 | 389564992.6151 | 12426583.7092 | Schedule Underrun | 3 | 1.0319 | 1.3944 | SPI = Waktu pelaksanaan lebih cepat dari jadwal Pekerjaan CPI = pengeluaran lebih kecil dari anggaran | Pekerjaan sangat baik
4 | 0.56834 | 1.685 |  | 4 | 38212127027.0268 | 0.56834 | 1.685 | 1.6682 | 217173874.5866 | 643874340.4054 | 637435597.0013 |  | 4 | 38212127027.0268 | 1.685 | 643874340.4054 | 1045865916.7297 | 4 | 1.6682 | 637435597.0013 | 1027000589.6165 | 4 | 1045865916.7297 | 505466349.5927 | 540399567.1371 | Schedule Underrun |  | 4 | 1045865916.7297 | 1027000589.6165 | 18865327.1132 | Schedule Underrun | 4 | 1.0184 | 2.0691 | SPI = Waktu pelaksanaan lebih cepat dari jadwal Pekerjaan CPI = pengeluaran lebih kecil dari anggaran | Pekerjaan sangat baik |  |  | MINGGU KE | NILAI KONTRAK | BOBOT RENCANA | BCWP | BCWP KUMULATIF | MINGGU KE | PROGRESS | ACWP | ACWP KUMULATIF | MINGGU KE | SV | CV | CPI | SPI
5 | 1.622 | 1.855 |  | 5 | 38212127027.0268 | 1.622 | 1.855 | 1.8364 | 619800641.192 | 708834956.3513 | 701746606.7878 |  | 5 | 38212127027.0268 | 1.855 | 708834956.3513 | 1754700873.0811 | 5 | 1.8364 | 701746606.7878 | 1728747196.4043 | 5 | 1754700873.0811 | 1125266990.7847 | 629433882.2964 | Schedule Underrun |  | 5 | 1754700873.0811 | 1728747196.4043 | 25953676.6768 | Schedule Underrun | 5 | 1.015 | 1.5594 | SPI = Waktu pelaksanaan lebih cepat dari jadwal Pekerjaan CPI = pengeluaran lebih kecil dari anggaran | Pekerjaan sangat baik |  |  | 1 | Rp 38,212,127,027.03 | 0.2 | Rp 76,424,254.0541 | Rp 76,424,254.0541 | 1 | 0.17% | Rp. 67.253.343,57 | Rp. 67.253.343,57 | 1 | Rp 28,973,567.2014 | Rp 9,170,910.4865 | 1.14 | 1.61
6 | 3.2325 | 3.566 |  | 6 | 38212127027.0268 | 3.2325 | 3.566 | 3.5303 | 1235218384.1596 | 1362644449.7838 | 1349018005.2859 |  | 6 | 38212127027.0268 | 3.566 | 1362644449.7838 | 3117345322.8648 | 6 | 3.5303 | 1349018005.2859 | 3077765201.6903 | 6 | 3117345322.8648 | 2360485374.9443 | 756859947.9205 | Schedule Underrun |  | 6 | 3117345322.8648 | 3077765201.6903 | 39580121.1746 | Schedule Underrun | 6 | 1.0129 | 1.3206 | SPI = Waktu pelaksanaan lebih cepat dari jadwal Pekerjaan CPI = pengeluaran lebih kecil dari anggaran | Pekerjaan sangat baik |  |  | 2 | Rp 38,212,127,027.03 | 0.275 | Rp 105,083,349.3243 | Rp 181,507,603.3784 | 2 | 0.27% | Rp. 104.032.515,83 | Rp. 171.285.859,40 | 2 | Rp 43,299,152.3757 | Rp 10,221,743.9797 | 1.06 | 1.31
7 | 4.9558 | 4.533 |  | 7 | 38212127027.0268 | 4.9558 | 4.533 | 4.4877 | 1893733319.0574 | 1732155718.1351 | 1714834160.9538 |  | 7 | 38212127027.0268 | 4.533 | 1732155718.1351 | 4849501041 | 7 | 4.4877 | 1714834160.9538 | 4792599362.644 | 7 | 4849501041 | 4254218694.0017 | 595282346.9983 | Schedule Underrun |  | 7 | 4849501041 | 4792599362.644 | 56901678.3559 | Schedule Underrun | 7 | 1.0119 | 1.1399 | SPI = Waktu pelaksanaan lebih cepat dari jadwal Pekerjaan CPI = pengeluaran lebih kecil dari anggaran | Pekerjaan sangat baik |  |  | 3 | Rp 38,212,127,027.03 | 0.577 | Rp 220,483,972.9459 | Rp 401,991,576.3243 | 3 | 0.57% | Rp. 218.279.133.22 | Rp. 389.564.992,62 | 3 | Rp 113,699,101.3183 | Rp 12,426,583.7092 | 1.03 | 1.39
8 | 5.3641 | 7.445 |  | 8 | 38212127027.0268 | 5.3641 | 7.445 | 7.3706 | 2049753218.5139 | 2844892857.1621 | 2816443928.5905 |  | 8 | 38212127027.0268 | 7.445 | 2844892857.1621 | 7694393898.1621 | 8 | 7.3706 | 2816443928.5905 | 7609043291.2345 | 8 | 7694393898.1621 | 6303971912.5156 | 1390421985.6465 | Schedule Underrun | ` | 8 | 7694393898.1621 | 7609043291.2345 | 85350606.9276 | Schedule Underrun | 8 | 1.0112 | 1.2206 | SPI = Waktu pelaksanaan lebih cepat dari jadwal Pekerjaan CPI = pengeluaran lebih kecil dari anggaran | Pekerjaan sangat baik |  |  | 4 | Rp 38,212,127,027.03 | 1.685 | Rp 643,874,340.4054 | Rp 1,045,865,916.7297 | 4 | 1.66% | Rp. 637.435.597,00 | Rp. 1.027.000.589,62 | 4 | Rp 540,399,567.1371 | Rp 18,865,327.1132 | 1.02 | 2.07
9 | 4.5256 | 2.021 |  | 9 | 38212127027.0268 | 4.5256 | 2.021 | 2.0008 | 1729319601.2317 | 772267087.2162 | 764544416.344 |  | 9 | 38212127027.0268 | 2.021 | 772267087.2162 | 8466660985.3783 | 9 | 2.0008 | 764544416.344 | 8373587707.5786 | 9 | 8466660985.3783 | 8033291513.7473 | 433369471.631 | Schedule Underrun |  | 9 | 8466660985.3783 | 8373587707.5786 | 93073277.7997 | Schedule Underrun | 9 | 1.0111 | 1.0539 | SPI = Waktu pelaksanaan lebih cepat dari jadwal Pekerjaan CPI = pengeluaran lebih kecil dari anggaran | Pekerjaan sangat baik |  |  | 5 | Rp 38,212,127,027.03 | 1.855 | Rp 708,834,956.3513 | Rp 1,754,700,873.0811 | 5 | 1.83% | Rp. 701.746.606,79 | Rp. 1.728.747.196,40 | 5 | Rp 629,433,882.2964 | Rp 25,953,676.6768 | 1.02 | 1.56
10 | 4.9948 | 4.032 |  | 10 | 38212127027.0268 | 4.9948 | 4.032 | 3.9917 | 1908609178.0931 | 1540712961.7297 | 1525305832.1124 |  | 10 | 38212127027.0268 | 4.032 | 1540712961.7297 | 10007373947.108 | 10 | 3.9917 | 1525305832.1124 | 9898893539.691 | 10 | 10007373947.108 | 9941900691.8404 | 65473255.2677 | Schedule Underrun |  | 10 | 10007373947.108 | 9898893539.691 | 108480407.417 | Schedule Underrun | 10 | 1.011 | 1.0066 | SPI = Waktu pelaksanaan lebih cepat dari jadwal Pekerjaan CPI = pengeluaran lebih kecil dari anggaran | Pekerjaan sangat baik |  |  | 6 | Rp 38,212,127,027.03 | 3.566 | Rp 1,362,644,449.7838 | Rp 3,117,345,322.8648 | 6 | 3.53% | Rp. 1.349.018.005,29 | Rp. 3.077.765.201,69 | 6 | Rp 756,859,947.9205 | Rp 39,580,121.1746 | 1.01 | 1.32
11 | 4.265 | 4.192 |  | 11 | 38212127027.0268 | 4.265 | 4.192 | 4.1501 | 1629728807.5524 | 1601852364.973 | 1585833841.3232 |  | 11 | 38212127027.0268 | 4.192 | 1601852364.973 | 11609226312.081 | 11 | 4.1501 | 1585833841.3232 | 11484727381.0142 | 11 | 11609226312.081 | 11571629499.3928 | 37596812.6882 | Schedule Underrun |  | 11 | 11609226312.081 | 11484727381.0142 | 124498931.0668 | Schedule Underrun | 11 | 1.0108 | 1.0032 | SPI = Waktu pelaksanaan sesuai dengan jadwal Pekerjaan CPI = pengeluaran lebih kecil dari anggaran | Pekerjaan sangat baik |  |  | 7 | Rp 38,212,127,027.03 | 4.533 | Rp 1,732,155,718.1351 | Rp 4,849,501,041.0000 | 7 | 4.48% | Rp. 1.714.834.160,95 | Rp. 4.792.599.362,64 | 7 | Rp 595,282,346.9983 | Rp 56,901,678.3559 | 1.01 | 1.14
12 | 4.6897 | 4.685 |  | 12 | 38212127027.0268 | 4.6897 | 4.685 | 4.6381 | 1792046434.2962 | 1790238151.2162 | 1772335769.704 |  | 12 | 38212127027.0268 | 4.685 | 1790238151.2162 | 13399464463.2972 | 12 | 4.6381 | 1772335769.704 | 13257063150.7183 | 12 | 13399464463.2972 | 13363675933.689 | 35788529.6082 | Schedule Underrun |  | 12 | 13399464463.2972 | 13257063150.7183 | 142401312.5789 | Schedule Underrun | 12 | 1.0107 | 1.0027 | SPI = Waktu pelaksanaan sesuai dengan jadwal Pekerjaan CPI = pengeluaran lebih kecil dari anggaran | Pekerjaan sangat baik |  |  | 8 | Rp 38,212,127,027.03 | 7.445 | Rp 2,844,892,857.1621 | Rp 7,694,393,898.1621 | 8 | 7.37% | Rp. 2.816.443.928,59 | Rp. 7.609.043.29,23 | 8 | Rp 1,390,421,985.6465 | Rp 85,350,606.9276 | 1.01 | 1.22
13 | 5.1248 | 5.128 |  | 13 | 38212127027.0268 | 5.1248 | 5.128 | 5.0767 | 1958286923.7916 | 1959517873.9459 | 1939922695.2065 |  | 13 | 38212127027.0268 | 5.128 | 1959517873.9459 | 15358982337.2431 | 13 | 5.0767 | 1939922695.2065 | 15196985845.9248 | 13 | 15358982337.2431 | 15321962857.4806 | 37019479.7625 | Schedule Underrun |  | 13 | 15358982337.2431 | 15196985845.9248 | 161996491.3184 | Schedule Underrun | 13 | 1.0107 | 1.0024 | SPI = Waktu pelaksanaan sesuai dengan jadwal Pekerjaan CPI = pengeluaran lebih kecil dari anggaran | Pekerjaan sangat baik |  |  | 9 | Rp 38,212,127,027.03 | 2.021 | Rp 772,267,087.2162 | Rp 8,466,660,985.3783 | 9 | 2% | Rp. 764.544.416,34 | Rp. 8.373.587.707,58 | 9 | Rp 433,369,471.6310 | Rp 93,073,277.7997 | 1.01 | 1.05
14 | 5.5732 | 5.571 |  | 14 | 38212127027.0268 | 5.5732 | 5.571 | 5.5153 | 2129632391.9758 | 2128797596.6757 | 2107509620.7089 |  | 14 | 38212127027.0268 | 5.571 | 2128797596.6757 | 17487779933.9188 | 14 | 5.5153 | 2107509620.7089 | 17304495466.6337 | 14 | 17487779933.9188 | 17451595249.4564 | 36184684.4624 | Schedule Underrun |  | 14 | 17487779933.9188 | 17304495466.6337 | 183284467.2851 | Schedule Underrun | 14 | 1.0106 | 1.0021 | SPI = Waktu pelaksanaan sesuai dengan jadwal Pekerjaan CPI = pengeluaran lebih kecil dari anggaran | Pekerjaan sangat baik |  |  | 10 | Rp 38,212,127,027.03 | 4.032 | Rp 1,540,712,961.7297 | Rp 10,007,373,947.1080 | 10 | 3.99% | Rp. 1.525.305.832,11 | Rp. 9.898.893.539,69 | 10 | Rp 65,473,255.2677 | Rp 108,480,407.4170 | 1.01 | 1.01
15 | 5.7909 | 4.31 |  | 15 | 38212127027.0268 | 5.7909 | 4.31 | 4.2669 | 2212841761.3957 | 1646942674.8649 | 1630473248.1162 |  | 15 | 38212127027.0268 | 4.31 | 1646942674.8649 | 19134722608.7837 | 15 | 4.2669 | 1630473248.1162 | 18934968714.7499 | 15 | 19134722608.7837 | 19664437010.8522 | -529714402.0685 | Schedule Overrun |  | 15 | 19134722608.7837 | 18934968714.7499 | 199753894.0338 | Schedule Underrun | 15 | 1.0105 | 0.97306 | SPI = Waktu pelaksanaan terlambat dari jadwal Pekerjaan CPI = pengeluaran lebih kecil dari anggaran | Pekerjaan kurang baik |  |  | 11 | Rp 38,212,127,027.03 | 4.192 | Rp 1,601,852,364.9730 | Rp 11,609,226,312.0810 | 11 | 4.15% | Rp. 1.585.833.841,32 | Rp. 11.484.727.381,01 | 11 | Rp 37,596,812.6882 | Rp 124,498,931.0668 | 1.01 | 1
16 | 7.6568 | 4.636 |  | 16 | 38212127027.0268 | 7.6568 | 4.636 | 4.5896 | 2925809974.5 | 1771514208.973 | 1753799066.8832 |  | 16 | 38212127027.0268 | 4.636 | 1771514208.973 | 20906236817.7566 | 16 | 4.5896 | 1753799066.8832 | 20688767781.6331 | 16 | 20906236817.7566 | 22590246985.3522 | -1684010167.5955 | Schedule Overrun |  | 16 | 20906236817.7566 | 20688767781.6331 | 217469036.1235 | Schedule Underrun | 16 | 1.0105 | 0.92545 | SPI = Waktu pelaksanaan terlambat dari jadwal Pekerjaan CPI = pengeluaran lebih kecil dari anggaran | Pekerjaan kurang baik |  |  | 12 | Rp 38,212,127,027.03 | 4.685 | Rp 1,790,238,151.2162 | Rp 13,399,464,463.2972 | 12 | 4.63% | Rp. 1.772.335.769,70 | Rp. 13.257.063.150,72 | 12 | Rp 35,788,529.6082 | Rp 142,401,312.5789 | 1.01 | 1
17 | 5.8518 | 5.316 |  | 17 | 38212127027.0268 | 5.8518 | 5.316 | 5.2628 | 2236093127.3384 | 2031356672.7567 | 2011043106.0292 | s | 17 | 38212127027.0268 | 5.316 | 2031356672.7567 | 22937593490.5134 | 17 | 5.2628 | 2011043106.0292 | 22699810887.6623 | 17 | 22937593490.5134 | 24826340112.6906 | -1888746622.1772 | Schedule Overrun |  | 17 | 22937593490.5134 | 22699810887.6623 | 237782602.8511 | Schedule Underrun | 17 | 1.0105 | 0.92392 | SPI = Waktu pelaksanaan terlambat dari jadwal Pekerjaan CPI = pengeluaran lebih kecil dari anggaran | Pekerjaan kurang baik |  |  | 13 | Rp 38,212,127,027.03 | 5.128 | Rp 1,959,517,873.9459 | Rp 15,358,982,337.2431 | 13 | 5.07% | Rp. 1.939.922.695,21 | Rp. 15.196.985.845,92 | 13 | Rp 37,019,479.7625 | Rp 161,996,491.3184 | 1.01 | 1
18 | 5.9169 |  |  | 18 | 38212127027.0268 | 5.9169 | 0 | 0 | 2260965313.1509 | 0 | 0 |  | 18 | 38212127027.0268 | 0 | 0 | 22937593490.5134 | 18 | 0 | 0 | 22699810887.6623 | 18 | 22937593490.5134 | 0 | 22937593490.5134 | Schedule Underrun |  | 18 | 22937593490.5134 | 22699810887.6623 | 237782602.8511 | - | MEAN | 1.0232 | 1.2071 |  |  |  |  | 14 | Rp 38,212,127,027.03 | 5.571 | Rp 2,128,797,596.6757 | Rp 17,487,779,933.9188 | 14 | 5.51% | Rp. 2.107.509.620,71 | Rp. 17.304.495.466,63 | 14 | Rp 36,184,684.4624 | Rp 183,284,467.2851 | 1.01 | 1
19 | 5.5611 |  |  | 19 | 38212127027.0268 | 5.5611 | 0 | 0 | 2125030559.1229 | 0 | 0 |  | 19 | 38212127027.0268 | 0 | 0 | 22937593490.5134 | 19 | 0 | 0 | 22699810887.6623 | 19 | 22937593490.5134 | 0 | 22937593490.5134 | Schedule Underrun |  | 19 | 22937593490.5134 | 22699810887.6623 | 237782602.8511 | - | [7 empty] | 15 | Rp 38,212,127,027.03 | 4.31 | Rp 1,646,942,674.8649 | Rp 19,134,722,608.7837 | 15 | 4.26% | Rp. 1.630.473.248,12 | Rp. 18.934.968.714,75 | 15 | -Rp 529,714,402.0685 | Rp 199,753,894.0338 | 1.01 | 0.97
20 | 5.9198 |  |  | 20 | 38212127027.0268 | 5.9198 | 0 | 0 | 2262064069.5084 | 0 | 0 |  | 20 | 38212127027.0268 | 0 | 0 | 22937593490.5134 | 20 | 0 | 0 | 22699810887.6623 | 20 | 22937593490.5134 | 0 | 22937593490.5134 | Schedule Underrun |  | 20 | 22937593490.5134 | 22699810887.6623 | 237782602.8511 | - | [7 empty] | 16 | Rp 38,212,127,027.03 | 4.636 | Rp 1,771,514,208.9730 | Rp 20,906,236,817.7566 | 16 | 4.58% | Rp. 1.753.799.066,88 | Rp. 20.688.767.781,63 | 16 | -Rp 1,684,010,167.5956 | Rp 217,469,036.1235 | 1.01 | 0.93
21 | 5.9022 |  |  | 21 | 38212127027.0268 | 5.9022 | 0 | 0 | 2255342483.2521 | 0 | 0 |  | 21 | 38212127027.0268 | 0 | 0 | 22937593490.5134 | 21 | 0 | 0 | 22699810887.6623 | 21 | 22937593490.5134 | 0 | 22937593490.5134 | Schedule Underrun |  | 21 | 22937593490.5134 | 22699810887.6623 | 237782602.8511 | - | [7 empty] | 17 | Rp 38,212,127,027.03 | 5.316 | Rp 2,031,356,672.7567 | Rp 22,937,593,490.5134 | 17 | 5.26% | Rp. 2.011.043.106,03 | Rp. 22.699.810.887,66 | 17 | -Rp 1,888,746,622.1772 | Rp 237,782,602.8511 | 1.01 | 0.92
22 | 4.7925 |  |  | 22 | 38212127027.0268 | 4.7925 | 0 | 0 | 1831297694.4543 | 0 | 0 |  | 22 | 38212127027.0268 | 0 | 0 | 22937593490.5134 | 22 | 0 | 0 | 22699810887.6623 | 22 | 22937593490.5134 | 0 | 22937593490.5134 | Schedule Underrun |  | 22 | 22937593490.5134 | 22699810887.6623 | 237782602.8511 | - |  | INDEKS | NILAI | KETERANGAN |  |  |  | TOTAL |  | 60.027 | Rp 22,937,593,490.5134 |  | TOTAL | 60.02 | Rp. 22.699.810.887,66
23 | 3.7344 |  |  | 23 | 38212127027.0268 | 3.7344 | 0 | 0 | 1427009127.02 | 0 | 0 |  | 23 | 38212127027.0268 | 0 | 0 | 22937593490.5134 | 23 | 0 | 0 | 22699810887.6623 | 23 | 22937593490.5134 | 0 | 22937593490.5134 | Schedule Underrun |  | 23 | 22937593490.5134 | 22699810887.6623 | 237782602.8511 | - |  | CPI | >1 | AC yang dikeluarkan lebih kecil dari nilai pekerjaannya yang didapat (EV)
24 | 3.0002 |  |  | 24 | 38212127027.0268 | 3.0002 | 0 | 0 | 1146453675.7769 | 0 | 0 |  | 24 | 38212127027.0268 | 0 | 0 | 22937593490.5134 | 24 | 0 | 0 | 22699810887.6623 | 24 | 22937593490.5134 | 0 | 22937593490.5134 | Schedule Underrun |  | 24 | 22937593490.5134 | 22699810887.6623 | 237782602.8511 | - |  |  | <1 | AC yang dikeluarkan lebih besar dari nilai pekerjaan yang didapat (EV)
25 | 0.20314 |  |  | 25 | 38212127027.0268 | 0.20314 | 0 | 0 | 77624114.8427 | 0 | 0 |  | 25 | 38212127027.0268 | 0 | 0 | 22937593490.5134 | 25 | 0 | 0 | 22699810887.6623 | 25 | 22937593490.5134 | 0 | 22937593490.5134 | Schedule Underrun |  | 25 | 22937593490.5134 | 22699810887.6623 | 237782602.8511 | - |  |  | 1 | AC yang dikeluarkan sama dengan dari nilai pekerjaan yang didapat (EV)
TOTAL | 100 | 60.027 |  | TOTAL |  | 100 | 60.027 |  | 38212127149.8188 | 22937593490.5134 | 22699810887.6623 |  | TOTAL |  | 100 | 22937593490.5134 |  | TOTAL | 60.027 | 22699810887.6623 | [13 empty] | SPI | >1 | Kinerja Proyek Lebih Cepat Dari Jadwal Rencana
[35 empty] | <1 | Kinerja Proyek Lebih Lambat Dari Jadwal Rencana
|  |  |  | BCWS | [30 empty] | 1 | Kinerja Proyek Sama DenganDari Jadwal Rencana
MINGGU KE- | PERENCANAAN | REALISASI |  |  |  | BOBOT RENCANA |  |  | NILAI (RP) |  |  |  | BCWS
1 | 0.12418 | 0.2 |  | MINGGU KE | NILAI KONTRAK | SCHEDULE | BCWP | ACWP | BCWS | BCWP | ACWP | [6 empty] | MINGGU KE | BCWP | ACWP | CPI | MINGGU KE | BCWP | BCWS | SPI |  | MINGGU KE | SV | CV | INTERPRETASI | KETERANGAN
2 | 0.23751 | 0.275 |  | 1 | 38212127027.0268 | 0.12418 | 0.2 | 0.17 | 47450686.8527 | 76424254.0541 | 64960615.9459 |  | MINGGU KE | NILAI KONTRAK | BOBOT RENCANA | BCWS | BCWS KUMULATIF | 1 | 76424254.0541 | 67253343.5676 | 1.1364 | 1 | 76424254.0541 | 47450686.8527 | 1.6106 |  | 1 | 28973567.2014 | 9170910.4865 | SV = Positif, Pekerjaan Lebih Cepat CV = Positif, Biaya Lebih Rendah Dari Pekerjaan | Pekerjaan Lebih Cepat Dengan Biaya Lebih Rendah Dari Rencana
3 | 0.39277 | 0.577 |  | 2 | 38212127027.0268 | 0.23751 | 0.275 | 0.23375 | 90757764.15 | 105083349.3243 | 89320846.9257 |  | 1 | 38212127027.0268 | 0.12418 | 47450686.8527 | 47450686.8527 | 2 | 181507603.3784 | 171285859.3986 | 1.0597 | 2 | 181507603.3784 | 138208451.0027 | 1.3133 |  | 2 | 43299152.3757 | 10221743.9797 | SV = Positif, Pekerjaan Lebih Cepat CV = Positif, Biaya Lebih Rendah Dari Pekerjaan | Pekerjaan Lebih Cepat Dengan Biaya Lebih Rendah Dari Rencana
4 | 0.56834 | 1.685 |  | 3 | 38212127027.0268 | 0.39277 | 0.577 | 0.49045 | 150084024.0034 | 220483972.9459 | 187411377.0041 |  | 2 | 38212127027.0268 | 0.23751 | 90757764.15 | 138208451.0027 | 3 | 401991576.3243 | 389564992.6151 | 1.0319 | 3 | 401991576.3243 | 288292475.006 | 1.3944 |  | 3 | 113699101.3183 | 12426583.7092 | SV = Positif, Pekerjaan Lebih Cepat CV = Positif, Biaya Lebih Rendah Dari Pekerjaan | Pekerjaan Lebih Cepat Dengan Biaya Lebih Rendah Dari Rencana |  |  |  |  | MINGGU KE | BCWS | BCWP | ACWP
5 | 1.622 | 1.855 |  | 4 | 38212127027.0268 | 0.56834 | 1.685 | 1.4323 | 217173874.5866 | 643874340.4054 | 547293189.3446 |  | 3 | 38212127027.0268 | 0.39277 | 150084024.0034 | 288292475.006 | 4 | 1045865916.7297 | 1027000589.6165 | 1.0184 | 4 | 1045865916.7297 | 505466349.5927 | 2.0691 |  | 4 | 540399567.1371 | 18865327.1132 | SV = Positif, Pekerjaan Lebih Cepat CV = Positif, Biaya Lebih Rendah Dari Pekerjaan | Pekerjaan Lebih Cepat Dengan Biaya Lebih Rendah Dari Rencana |  |  |  |  | 1 | 47450686.8527 | 76424254.0541 | 67253343.5676
6 | 3.2325 | 3.566 |  | 5 | 38212127027.0268 | 1.622 | 1.855 | 1.5767 | 619800641.192 | 708834956.3513 | 602509712.8986 |  | 4 | 38212127027.0268 | 0.56834 | 217173874.5866 | 505466349.5927 | 5 | 1754700873.0811 | 1728747196.4043 | 1.015 | 5 | 1754700873.0811 | 1125266990.7847 | 1.5594 |  | 5 | 629433882.2964 | 25953676.6768 | SV = Positif, Pekerjaan Lebih Cepat CV = Positif, Biaya Lebih Rendah Dari Pekerjaan | Pekerjaan Lebih Cepat Dengan Biaya Lebih Rendah Dari Rencana |  |  |  |  | 2 | 138208451.0027 | 181507603.3784 | 171285859.3986
7 | 4.9558 | 4.533 |  | 6 | 38212127027.0268 | 3.2325 | 3.566 | 3.0311 | 1235218384.1596 | 1362644449.7838 | 1158247782.3162 |  | 5 | 38212127027.0268 | 1.622 | 619800641.192 | 1125266990.7847 | 6 | 3117345322.8648 | 3077765201.6903 | 1.0129 | 6 | 3117345322.8648 | 2360485374.9443 | 1.3206 |  | 6 | 756859947.9205 | 39580121.1746 | SV = Positif, Pekerjaan Lebih Cepat CV = Positif, Biaya Lebih Rendah Dari Pekerjaan | Pekerjaan Lebih Cepat Dengan Biaya Lebih Rendah Dari Rencana |  |  |  |  | 3 | 288292475.006 | 401991576.3243 | 389564992.6151
8 | 5.3641 | 7.445 |  | 7 | 38212127027.0268 | 4.9558 | 4.533 | 3.8531 | 1893733319.0574 | 1732155718.1351 | 1472332360.4149 |  | 6 | 38212127027.0268 | 3.2325 | 1235218384.1596 | 2360485374.9443 | 7 | 4849501041 | 4792599362.644 | 1.0119 | 7 | 4849501041 | 4254218694.0017 | 1.1399 |  | 7 | 595282346.9983 | 56901678.3559 | SV = Positif, Pekerjaan Lebih Cepat CV = Positif, Biaya Lebih Rendah Dari Pekerjaan | Pekerjaan Lebih Cepat Dengan Biaya Lebih Rendah Dari Rencana |  |  |  |  | 4 | 505466349.5927 | 1045865916.7297 | 1027000589.6165
9 | 4.5256 | 2.021 |  | 8 | 38212127027.0268 | 5.3641 | 7.445 | 6.3282 | 2049753218.5139 | 2844892857.1621 | 2418158928.5878 |  | 7 | 38212127027.0268 | 4.9558 | 1893733319.0574 | 4254218694.0017 | 8 | 7694393898.1621 | 7609043291.2345 | 1.0112 | 8 | 7694393898.1621 | 6303971912.5156 | 1.2206 |  | 8 | 1390421985.6465 | 85350606.9276 | SV = Positif, Pekerjaan Lebih Cepat CV = Positif, Biaya Lebih Rendah Dari Pekerjaan | Pekerjaan Lebih Cepat Dengan Biaya Lebih Rendah Dari Rencana |  |  |  |  | 5 | 1125266990.7847 | 1754700873.0811 | 1728747196.4043
10 | 4.9948 | 4.032 |  | 9 | 38212127027.0268 | 4.5256 | 2.021 | 1.7178 | 1729319601.2317 | 772267087.2162 | 656427024.1338 |  | 8 | 38212127027.0268 | 5.3641 | 2049753218.5139 | 6303971912.5156 | 9 | 8466660985.3783 | 8373587707.5786 | 1.0111 | 9 | 8466660985.3783 | 8033291513.7473 | 1.0539 |  | 9 | 433369471.631 | 93073277.7997 | SV = Positif, Pekerjaan Lebih Cepat CV = Positif, Biaya Lebih Rendah Dari Pekerjaan | Pekerjaan Lebih Cepat Dengan Biaya Lebih Rendah Dari Rencana |  |  |  |  | 6 | 2360485374.9443 | 3117345322.8648 | 3077765201.6903
11 | 4.265 | 4.192 |  | 10 | 38212127027.0268 | 4.9948 | 4.032 | 3.4272 | 1908609178.0931 | 1540712961.7297 | 1309606017.4703 |  | 9 | 38212127027.0268 | 4.5256 | 1729319601.2317 | 8033291513.7473 | 10 | 10007373947.108 | 9898893539.691 | 1.011 | 10 | 10007373947.108 | 9941900691.8404 | 1.0066 |  | 10 | 65473255.2677 | 108480407.417 | SV = Positif, Pekerjaan Lebih Cepat CV = Positif, Biaya Lebih Rendah Dari Pekerjaan | Pekerjaan Lebih Cepat Dengan Biaya Lebih Rendah Dari Rencana |  |  |  |  | 7 | 4254218694.0017 | 4849501041 | 4792599362.644
12 | 4.6897 | 4.685 |  | 11 | 38212127027.0268 | 4.265 | 4.192 | 3.5632 | 1629728807.5524 | 1601852364.973 | 1361574510.227 |  | 10 | 38212127027.0268 | 4.9948 | 1908609178.0931 | 9941900691.8404 | 11 | 11609226312.081 | 11484727381.0142 | 1.0108 | 11 | 11609226312.081 | 11571629499.3928 | 1.0032 |  | 11 | 37596812.6882 | 124498931.0668 | SV = Positif, Pekerjaan Lebih Cepat CV = Positif, Biaya Lebih Rendah Dari Pekerjaan | Pekerjaan Lebih Cepat Dengan Biaya Lebih Rendah Dari Rencana |  |  |  |  | 8 | 6303971912.5156 | 7694393898.1621 | 7609043291.2345
13 | 5.1248 | 5.128 |  | 12 | 38212127027.0268 | 4.6897 | 4.685 | 3.9822 | 1792046434.2962 | 1790238151.2162 | 1521702428.5338 |  | 11 | 38212127027.0268 | 4.265 | 1629728807.5524 | 11571629499.3928 | 12 | 13399464463.2972 | 13257063150.7183 | 1.0107 | 12 | 13399464463.2972 | 13363675933.689 | 1.0027 |  | 12 | 35788529.6082 | 142401312.5789 | SV = Positif, Pekerjaan Lebih Cepat CV = Positif, Biaya Lebih Rendah Dari Pekerjaan | Pekerjaan Lebih Cepat Dengan Biaya Lebih Rendah Dari Rencana |  |  |  |  | 9 | 8033291513.7473 | 8466660985.3783 | 8373587707.5786
14 | 5.5732 | 5.571 |  | 13 | 38212127027.0268 | 5.1248 | 5.128 | 4.3588 | 1958286923.7916 | 1959517873.9459 | 1665590192.854 |  | 12 | 38212127027.0268 | 4.6897 | 1792046434.2962 | 13363675933.689 | 13 | 15358982337.2431 | 15196985845.9248 | 1.0107 | 13 | 15358982337.2431 | 15321962857.4806 | 1.0024 |  | 13 | 37019479.7625 | 161996491.3184 | SV = Positif, Pekerjaan Lebih Cepat CV = Positif, Biaya Lebih Rendah Dari Pekerjaan | Pekerjaan Lebih Cepat Dengan Biaya Lebih Rendah Dari Rencana |  |  |  |  | 10 | 9941900691.8404 | 10007373947.108 | 9898893539.691
15 | 5.7909 | 4.31 |  | 14 | 38212127027.0268 | 5.5732 | 5.571 | 4.7353 | 2129632391.9758 | 2128797596.6757 | 1809477957.1743 |  | 13 | 38212127027.0268 | 5.1248 | 1958286923.7916 | 15321962857.4806 | 14 | 17487779933.9188 | 17304495466.6337 | 1.0106 | 14 | 17487779933.9188 | 17451595249.4564 | 1.0021 |  | 14 | 36184684.4624 | 183284467.2851 | SV = Positif, Pekerjaan Lebih Cepat CV = Positif, Biaya Lebih Rendah Dari Pekerjaan | Pekerjaan Lebih Cepat Dengan Biaya Lebih Rendah Dari Rencana |  |  |  |  | 11 | 11571629499.3928 | 11609226312.081 | 11484727381.0142
16 | 7.6568 | 4.636 |  | 15 | 38212127027.0268 | 5.7909 | 4.31 | 3.6635 | 2212841761.3957 | 1646942674.8649 | 1399901273.6351 |  | 14 | 38212127027.0268 | 5.5732 | 2129632391.9758 | 17451595249.4564 | 15 | 19134722608.7837 | 18934968714.7499 | 1.0105 | 15 | 19134722608.7837 | 19664437010.8522 | 0.97306 |  | 15 | -529714402.0685 | 199753894.0338 | SV = Negatif, Pekerjaan Terlambat CV = Positif, Biaya Lebih Rendah Dari Pekerjaan | Pekerjaan Terlambat Dengan Biaya Lebih Rendah Dari Rencana |  |  |  |  | 12 | 13363675933.689 | 13399464463.2972 | 13257063150.7183
17 | 5.8518 | 5.316 |  | 16 | 38212127027.0268 | 7.6568 | 4.636 | 3.9406 | 2925809974.5 | 1771514208.973 | 1505787077.627 |  | 15 | 38212127027.0268 | 5.7909 | 2212841761.3957 | 19664437010.8522 | 16 | 20906236817.7566 | 20688767781.6331 | 1.0105 | 16 | 20906236817.7566 | 22590246985.3522 | 0.92545 |  | 16 | -1684010167.5955 | 217469036.1235 | SV = Negatif, Pekerjaan Terlambat CV = Positif, Biaya Lebih Rendah Dari Pekerjaan | Pekerjaan Terlambat Dengan Biaya Lebih Rendah Dari Rencana |  |  |  |  | 13 | 15321962857.4806 | 15358982337.2431 | 15196985845.9248
18 | 5.9169 |  |  | 17 | 38212127027.0268 | 5.8518 | 5.316 | 4.5186 | 2236093127.3384 | 2031356672.7567 | 1726653171.8432 |  | 16 | 38212127027.0268 | 7.6568 | 2925809974.5 | 22590246985.3522 | 17 | 22937593490.5134 | 22699810887.6623 | 1.0105 | 17 | 22937593490.5134 | 24826340112.6906 | 0.92392 |  | 17 | -1888746622.1772 | 237782602.8511 | SV = Negatif, Pekerjaan Terlambat CV = Positif, Biaya Lebih Rendah Dari Pekerjaan | Pekerjaan Terlambat Dengan Biaya Lebih Rendah Dari Rencana |  |  |  |  | 14 | 17451595249.4564 | 17487779933.9188 | 17304495466.6337
19 | 5.5611 |  |  | 18 | 38212127027.0268 | 5.9169 | 0 | 0 | 2260965313.1509 | 0 | 0 |  | 17 | 38212127027.0268 | 5.8518 | 2236093127.3384 | 24826340112.6906 | MEAN |  |  | 1.0232 | MEAN |  |  | 1.2071 | [10 empty] | 15 | 19664437010.8522 | 19134722608.7837 | 18934968714.7499
20 | 5.9198 |  |  | 19 | 38212127027.0268 | 5.5611 | 0 | 0 | 2125030559.1229 | 0 | 0 |  | TOTAL |  | 64.9698 | 24826340112.6906 | [19 empty] | 16 | 22590246985.3522 | 20906236817.7566 | 20688767781.6331
21 | 5.9022 |  |  | 20 | 38212127027.0268 | 5.9198 | 0 | 0 | 2262064069.5084 | 0 | 0 | [24 empty] | 17 | 24826340112.6906 | 22937593490.5134 | 22699810887.6623
22 | 4.7925 |  |  | 21 | 38212127027.0268 | 5.9022 | 0 | 0 | 2255342483.2521 | 0 | 0
23 | 3.7344 |  |  | 22 | 38212127027.0268 | 4.7925 | 0 | 0 | 1831297694.4543 | 0 | 0
24 | 3.0002 |  |  | 23 | 38212127027.0268 | 3.7344 | 0 | 0 | 1427009127.02 | 0 | 0
25 | 0.20314 |  |  | 24 | 38212127027.0268 | 3.0002 | 0 | 0 | 1146453675.7769 | 0 | 0
TOTAL | 100 | 60.027 |  | 25 | 38212127027.0268 | 0.20314 | 0 | 0 | 77624114.8427 | 0 | 0 |  |  | Total Progress BCWS
|  |  |  | TOTAL |  | 100 | 60.027 | 51.023 | 38212127149.8188 | 22937593490.5134 | 19496954466.9364 |  |  | 0.36169
[14 empty] | 0.75445 | [13 empty] | Varians Jadwal SV=BCWP-BCWS | Varians Biaya CV=BCWP-ACWP | Keterangan
[14 empty] | 1.3228 | [13 empty] | Negatif | Positif | Pekerjaan selesai terlambat daripada rencana dengan biaya lebih rendah daripada anggaran
[14 empty] | 2.9448 | [13 empty] | Positif | Positif | Pekerjaan terlaksana lebih cepat daripada jadwal tetapi biaya lebih kecil daripada anggaran
[14 empty] | 6.1773 | [13 empty] | Positif | Nol | Pekerjaan terlaksana sesuai anggaran dan selesai lebih cepat daripada jadwal
|  |  | ETC (Estimate To Complete) | [10 empty] | 11.1332 | [13 empty] | Nol | Positif | Pekerjaan terlaksana tepat sesuai jadwal dengan biaya lebih rendah daripada anggaran
|  |  | 15116190058.016 | [10 empty] | 16.4973 | [13 empty] | Nol | Nol | Pekerjaan terlaksana sesuai jadwal dan anggaran
[14 empty] | 21.0229 | [13 empty] | Negatif | Negatif | Pekerjaan selesai terlambat dan menelan biaya lebih tinggi daripada anggaran
|  |  | EAC (Estimate at Completion) | [10 empty] | 26.0177 | [13 empty] | Nol | Negatif | Pekerjaan terlaksana sesuai jadwal dengan menelan biaya diatas anggaran
|  |  | 37816000945.6782 | [10 empty] | 30.2826 | [13 empty] | Negatif | Nol | Pekerjaan selesai terlambat dan menelan biaya sesuai anggaran
[14 empty] | 34.9723 | [13 empty] | Positif | Negatif | Pekerjaan selesai lebih cepat daripada rencana dengan menelan biaya diatas anggaran
|  |  | ETS (Estimate Temporary Schedule) | [10 empty] | 40.0971
|  |  | 11.9058 | [10 empty] | 45.6703
51.4612
|  |  | EAS (Estimate All Schedule) | [10 empty] | 59.118
|  |  | 28.9058 | [10 empty] | 64.9698
Total Progress BCWP
0.475
1.052
2.737
4.592
8.158
12.691
20.136
22.157
26.189
30.381
35.066
40.194
45.765
50.075
54.711
60.027

## REKAP PR (2)
REKAP RAB PERENCANAAN
No | PEKERJAAN | RP |  |  | % | 40
1 | PEKERJAAN PERSIAPAN | 205930268.9596 |  |  | 0.53891
2 | SISTEM MANAJEMEN KESELAMATAN KONSTRUKSI (SMKK) | 170690565.5145 |  |  | 0.44669
3 | PEKERJAAN STRUKTUR | 22557046558.8516 |  |  | 59.0311
4 | PEKERJAAN ARSITEKTUR | 6966395490.3735 |  |  | 18.2308
5 | PEKERJAAN ELEKTRIKAL | 1701684767.3923 |  |  | 4.4533
6 | PEKERJAAN MEKANIKAL | 3456558652.3211 |  |  | 9.0457
7 | LANSEKAP | 3153820723.6141 |  |  | 8.2535
TOTAL |  | 38212127027.0268 |  |  | 100
REKAP PROGRES 119 HARI KERJA |  |  | 17 Minggu |  |  |  | RENCANA PROGRESS 176 HARI KERJA |  | 25.1429 | MINGGU
No | PEKERJAAN | RP | TOTAL | Progress | % | SUM | No | PEKERJAAN | RP | % | SUM
1 | PEKERJAAN PERSIAPAN | 205930268.9596 | 133867863.253 | 65.0064 | 0.35033 | 0 | 1 | PEKERJAAN PERSIAPAN | 206885019.1021 | 0.53891 | 0.0054141
2 | SISTEM MANAJEMEN KESELAMATAN KONSTRUKSI (SMKK) | 170690565.5145 | 111006295.2175 | 65.0336 | 0.2905 | 0 | 2 | SISTEM MANAJEMEN KESELAMATAN KONSTRUKSI (SMKK) | 171481934.5666 | 0.44669 | 0.0044876
3 | PEKERJAAN STRUKTUR | 22557046558.8516 | 18850660425.966 | 83.5688 | 49.3316 | 0 | 3 | PEKERJAAN STRUKTUR | 22661627315.8421 | 59.0311 | 0.59305
4 | PEKERJAAN ARSITEKTUR | 6966395490.3735 | 2772786148.8988 | 39.8023 | 7.2563 | 0 | 4 | PEKERJAAN ARSITEKTUR | 6965330820.3783 | 18.1439 | 0.18228
5 | PEKERJAAN ELEKTRIKAL | 1701684767.3923 | 331380731.4871 | 19.4737 | 0.86721 | 0 | 5 | PEKERJAAN ELEKTRIKAL | 2304327663.8618 | 6.0025 | 0.060304
6 | PEKERJAAN MEKANIKAL | 3456558652.3211 | 502129919.6155 | 14.5269 | 1.3141 | 0 | 6 | PEKERJAAN MEKANIKAL | 2770749934.1833 | 7.2175 | 0.07251
7 | LANSEKAP | 3153820723.6141 | 236406536.016 | 7.4959 | 0.61867 | 0 | 7 | LANSEKAP | 3131724339.0927 | 8.1578 | 0.081956
TOTAL |  | 38212127027.0268 | 22938237920.4539 |  | 60.0287 |  | TOTAL |  | 38212127027.0268 | 99.5385